## ERV Outside Thermal Envelope
v25.1.0 - 2025.04
| E/HRV Outside of the Thermal Envelope |  |  | Notes/Instructions
|  |  |  | Required dropdown menu inputs. | Calculated Value | Instructions
Use this calculator when an ERV or HRV is located outside of the thermal envelope. (Eg. Rooftop, a mechanical penthouse outside of the thermal envelope or in a mechanical room that is unconditioned and outside of the thermal envelope)
1 | Climate Information |  |  | Step 1: Choose climate data from the dropdown options to the left.
| Type of Phius Climate Data: |  | Select
| Country | State
| Select | Select
Phius Climate Location
Select
2 | For WUFI Passive / METr |  |  | Step 2: Input the calculated 'Mechanical room temperature' as shown in the screenshot below.
| Mechanical Room Temperature [ºF] |  | -

## Custom Climate Data
Passive House Planning
OFFICIAL CLIMATE DATA SET
METRIC:
Month | 1 | 2 | 3 | 4 | 5 | 6 | 7 | 8 | 9 | 10 | 11 | 12 | Heating Load |  | Cooling Load
Days | 31 | 28 | 31 | 30 | 31 | 30 | 31 | 31 | 30 | 31 | 30 | 31 | Weather 1 | Weather 2 | Radiation
121 S EAGLVILLE RD_STORRS_CT | Latitude: | 41.796 | Longitude ° East: | -72.249 | Altitude (m): | 194 |  |  | Daily temperature variation summer (K) | 11.1 | Radiation Data: | kWh/(m²*month) | Radiation: W/m² |  | W/m²
Ambient Temp (°C) | -2.7 | -1.4 | 2.9 | 9.3 | 14.9 | 19.6 | 22.7 | 21.8 | 17.8 | 11.4 | 5.6 | 0.4 | -10.7 | -5.4 | 26.6
North | 14 | 18 | 26 | 34 | 46 | 51 | 49 | 39 | 29 | 22 | 15 | 12 | 18 | 17 | 62
East | 39 | 49 | 71 | 81 | 96 | 100 | 105 | 93 | 76 | 56 | 41 | 30 | 45 | 29 | 134
South | 101 | 100 | 111 | 90 | 84 | 79 | 82 | 94 | 103 | 105 | 98 | 91 | 117 | 70 | 99
West | 39 | 50 | 73 | 78 | 95 | 96 | 98 | 91 | 77 | 61 | 43 | 37 | 44 | 36 | 112
Global | 56 | 73 | 115 | 136 | 166 | 175 | 176 | 157 | 124 | 90 | 60 | 47 | 66 | 50 | 212
Dewpoint | -8.7 | -8.2 | -5 | 0.7 | 7.7 | 13.5 | 16.7 | 16.3 | 12.8 | 6.3 | -0.1 | -4.9
Sky temperature | -20.3 | -19 | -14.6 | -6.8 | 1.3 | 7.5 | 11.4 | 10.7 | 6.2 | -1.1 | -8.8 | -14.9
US CUSTOMARY:
Month | 1 | 2 | 3 | 4 | 5 | 6 | 7 | 8 | 9 | 10 | 11 | 12 | Heating Load |  | Cooling Load
Days | 31 | 28 | 31 | 30 | 31 | 30 | 31 | 31 | 30 | 31 | 30 | 31 | Weather 1 | Weather 2 | Radiation
121 S EAGLVILLE RD_STORRS_CT | Latitude: | 41.796 | Longitude ° East: | -72.249 | Altitude (ft): | 636.4829 |  |  | Daily temperature variation summer (F) | 19.98 | Radiation Data: | kBTU/(ft².month) | Radiation: BTU/hr.ft² |  | BTU/hr.ft²
Ambient Temp (°F) | 27.14 | 29.48 | 37.22 | 48.74 | 58.82 | 67.28 | 72.86 | 71.24 | 64.04 | 52.52 | 42.08 | 32.72 | 12.74 | 22.28 | 79.88
North | 4.438 | 5.706 | 8.242 | 10.7779 | 14.5819 | 16.1669 | 15.5329 | 12.3629 | 9.193 | 6.974 | 4.755 | 3.804 | 5.706 | 5.389 | 19.6539
East | 12.3629 | 15.5329 | 22.5069 | 25.6769 | 30.4319 | 31.6998 | 33.2848 | 29.4809 | 24.0919 | 17.7519 | 12.9969 | 9.51 | 14.2649 | 9.193 | 42.4778
South | 32.0168 | 31.6998 | 35.1868 | 28.5299 | 26.6279 | 25.0429 | 25.9939 | 29.7979 | 32.6508 | 33.2848 | 31.0659 | 28.8469 | 37.0888 | 22.1899 | 31.3829
West | 12.3629 | 15.8499 | 23.1409 | 24.7259 | 30.1149 | 30.4319 | 31.0659 | 28.8469 | 24.4089 | 19.3369 | 13.6309 | 11.7289 | 13.9479 | 11.4119 | 35.5038
Global | 17.7519 | 23.1409 | 36.4548 | 43.1118 | 52.6217 | 55.4747 | 55.7917 | 49.7688 | 39.3078 | 28.5299 | 19.0199 | 14.8989 | 20.9219 | 15.8499 | 67.2037
Dewpoint | 16.34 | 17.24 | 23 | 33.26 | 45.86 | 56.3 | 62.06 | 61.34 | 55.04 | 43.34 | 31.82 | 23.18
Sky temperature | -4.54 | -2.2 | 5.72 | 19.76 | 34.34 | 45.5 | 52.52 | 51.26 | 43.16 | 30.02 | 16.16 | 5.18
Note on H6: Altitude of Weather Station
Note on I6: Input of building site altitude only required if highly different from weather station altitude. For empty input no temperature correction is applied.
Note on H21: Altitude of Weather Station
Note on I21: Input of building site altitude only required if highly different from weather station altitude. For empty input no temperature correction is applied.

## phius_monthly climate data (hidden)
|  | 1 | 2 | 3 | 4 | 5 | 6 | 7 | 8 | 9 | 10 | 11 | 12 | 13 | 14 | Proportion of Maximum Losses to be covered. | #N/A | #N/A | #N/A | #N/A | #N/A | #N/A | #N/A | #N/A | #N/A | #N/A | #N/A | #N/A
|  | 2: Average Ambient Temp (F) | Select | #N/A | #N/A | #N/A | #N/A | #N/A | #N/A | #N/A | #N/A | #N/A | #N/A | #N/A | #N/A
Country | State | City_WUFIp Data Set | Jan | Feb | Mar | Apr | May | Jun | Jul | Aug | Sep | Oct | Nov | Dec | THD-1 [F] | Country | Select | Select | Country | State | AB | AE | AK | AL | AR | AZ | BC | BD | CA | CO | CT | DE | FL | GA | HI | IA | ID | IL | IN | KS | KY | LA | MA | MB | MD | ME | MI | MN | MO | MS | MT | NB | NC | ND | NE | NL | NH | NJ | NM | NS | NT | NU | NV | NY | OH | OK | ON | OR | PA | PE | QC | RI | SA | SC | SD | SK | TN | TX | UT | VA | VT | WA | WI | WV | WY | YT | 1 | USA | Canada
Canada | AB | CALGARY INT AP | 20.8 | 21.56 | 27.9 | 39.2 | 49.5 | 56.48 | 63.68 | 60.44 | 52.3 | 40.28 | 30.9 | 20.1 | -9 | Select | AB |  | Canada | AB | CALGARY INT AP | DUBAI INT AP | ADAK NAS | ANNISTON METROPOLITAN AP | BATESVILLE (AWOS) | CASA GRANDE (AWOS) | ABBOTSFORD AP | DHAKA | ALTURAS | AKRON WASHINGTON CO AP | BRIDGEPORT SIKORSKY MEMORIAL | DOVER AFB | CRESTVIEW BOB SIKES AP | ALBANY DOUGHERTY COUNTY AP | BARBERS POINT NAS | ALGONA | BOISE AIR TERMINAL [UO] | AURORA MUNICIPAL | DELAWARE CO JOHNSON | CHANUTE MARTIN JOHNSON AP | BOWLING GREEN WARREN CO AP | ALEXANDRIA ESLER REGIONAL AP | BARNSTABLE MUNI BOA | WINNIPEG | ANDREWS AFB | AUBURN-LEWISTON | ALPENA COUNTY REGIONAL AP | AITKIN NDB(AWOS) | CAPE GIRARDEAU MUNICIPAL AP | COLUMBUS AFB | BILLINGS LOGAN INT ARPT | FREDERICTON | ASHEVILLE REGIONAL ARPT | BISMARCK MUNICIPAL ARPT [ISIS] | AINSWORTH MUNICIPAL | ST JOHNS | BERLIN MUNICIPAL | ATLANTIC CITY INTL AP | ALBUQUERQUE INTL ARPT [ISIS] | GREENWOOD AP | YELLOWKNIFE AP | IQALUIT | ELKO MUNICIPAL ARPT | ADIRONDACK RGNL | AKRON AKRON-CANTON REG AP | ALTUS AFB | BEAUSOLEIL | ASTORIA REGIONAL AIRPORT | ALLENTOWN LEHIGH VALLEY INTL | CHARLOTTETOWN | JONQUIERE | BLOCK ISLAND STATE ARPT | RIYADH | ANDERSON COUNTY AP | ABERDEEN REGIONAL ARPT | MOOSE JAW AP | BRISTOL TRI CITY AIRPORT | ABILENE DYESS AFB | CEDAR CITY MUNICIPAL AP | ABINGDON | BURLINGTON INTERNATIONAL AP | BELLINGHAM INTL AP | APPLETON/OUTAGAMIE | BECKLEY RALEIGH CO MEM AP | CASPER NATRONA CO INTL AP | WHITEHORSE | 2 | AK | AB
Canada | AB | COP UPPER | 22.3 | 23 | 28.6 | 38.48 | 48.6 | 54.86 | 62.6 | 59.36 | 51.8 | 40.46 | 31.6 | 22.1 | -7 |  | BC |  | United Arab Emirates | AE | COP UPPER |  | AMBLER | AUBURN-OPELIKA APT | BENTONVILLE (AWOS) | DAVIS MONTHAN AFB | AGASSIZ CDA |  | ARCATA AIRPORT | ALAMOSA SAN LUIS VALLEY RGNL | DANBURY MUNICIPAL | WILMINGTON NEW CASTLE CNTY AP | DAYTONA BEACH INTL AP | ALMA BACON COUNTY AP | HILO INTERNATIONAL AP | ATLANTIC | BURLEY MUNICIPAL ARPT | BELLEVILLE SCOTT AFB | EVANSVILLE REGIONAL AP | CONCORDIA BLOSSER MUNI AP | CINCINNATI NORTHERN KY AP | BARKSDALE AFB | BEVERLY MUNI |  | BALTIMORE BLT-WASHNGTN INT | AUGUSTA AIRPORT | ANN ARBOR MUNICIPAL | ALBERT LEA (AWOS) | COLUMBIA REGIONAL AIRPORT | GOLDEN TRI(AWOS) | BOZEMAN GALLATIN FIELD | MONCTON AP | CAPE HATTERAS NWS BLDG | DEVILS LAKE(AWOS) | ALLIANCE MUNICIPAL |  | CONCORD MUNICIPAL ARPT | BELMAR ASC | CARLSBAD CAVERN CITY AIR TERM | HALIFAX |  |  | ELY YELLAND FIELD | ALBANY COUNTY AP | BURKE LAKEFRONT | CLINTON-SHERMAN | BURLINGTON PIERS | AURORA STATE | ALTOONA BLAIR CO ARPT |  | LA BAIE | PAWTUCKET (AWOS) |  | BEAUFORT MCAS | BROOKINGS (AWOS) | PRINCE ALBERT AP | CHATTANOOGA LOVELL FIELD AP | ABILENE REGIONAL AP [UT] | MOAB/CANYONLANDS [UO] | CHARLOTTESVILLE FAA | HO CHI MIHN | BREMERTON NATIONAL | EAU CLAIRE COUNTY AP | BLUEFIELD/MERCER CO [NREL] | CHEYENNE MUNICIPAL ARPT |  | 3 | AL | BC
Canada | AB | EDMONTON AP | 11.8 | 14.18 | 21.6 | 38.12 | 50.2 | 57.74 | 62.42 | 58.82 | 50.4 | 37.58 | 25.7 | 11.8 | -17 |  | MB |  | USA | AK | EDMONTON AP |  | ANAKTUVUK PASS | BIRMINGHAM MUNICIPAL AP | EL DORADO GOODWIN FIELD | DEER VALLEY/PHOENIX | BALLENAS ISLAND |  | BAKERSFIELD MEADOWS FIELD | ASPEN PITKIN CO SAR | GROTON NEW LONDON AP |  | FORT LAUDERDALE | ATHENS BEN EPPS AP | HONOLULU INTL ARPT | BOONE MUNI | CALDWELL (AWOS) | CAHOKIA/ST. LOUIS | FORT WAYNE INTL AP | DODGE CITY REGIONAL AP | FORT CAMPBELL AAF | BATON ROUGE RYAN ARPT | BOSTON LOGAN INT ARPT |  | HAGERSTOWN RGNL RIC | BANGOR INTERNATIONAL AP | BATTLE CREEK KELLOGG AP | ALEXANDRIA MUNICIPAL AP | FARMINGTON | GREENWOOD LEFLORE ARPT | BUTTE BERT MOONEY ARPT |  | CHARLOTTE DOUGLAS INTL ARPT | DICKINSON MUNICIPAL AP | BEATRICE MUNICIPAL |  | DILLANT HOPKINS | CALDWELL/ESSEX CO. | CLAYTON MUNICIPAL AIRPARK | SHEARWATER |  |  | FALLON NAAS | BINGHAMTON EDWIN A LINK FIELD | CINCINNATI MUNICIPAL AP LUNKI | FORT SILL POST FIELD AF | ERIEAU | BAKER MUNICIPAL AP | BRADFORD REGIONAL AP |  | LACADIE | PROVIDENCE T F GREEN STATE AR |  | CHARLESTON INTL ARPT | CHAN GURNEY MUNI | REGINA | CROSSVILLE MEMORIAL AP | ALICE INTL AP | OGDEN HILL AFB | DANVILLE FAA AP | MONTPELIER AP | EPHRATA AP FCWOS | GREEN BAY AUSTIN STRAUBEL INT | CHARLESTON YEAGER ARPT | CODY MUNI (AWOS) |  | 4 | AR | MB
Canada | AB | EDMONTON MUN AP | 13.6 | 18.32 | 25.3 | 40.64 | 52.2 | 60.44 | 65.84 | 62.24 | 53.4 | 40.46 | 28.6 | 12.7 | -12 |  | NB |  | USA | AL | EDMONTON MUN AP |  | ANCHORAGE INTL AP | CAIRNS FIELD FORT RUCKER | FAYETTEVILLE DRAKE FIELD | DOUGLAS BISBEE-DOUGLAS INTL A | COMOX AP |  | BEALE AFB | AURORA BUCKLEY FIELD ANGB | HARTFORD BRADLEY INTL AP |  | FORT LAUDERDALE HOLLYWOOD INT | ATLANTA HARTSFIELD INTL AP | KAHULUI AIRPORT | BURLINGTON MUNICIPAL AP | COEUR D`ALENE(AWOS) | CENTRAL ILLINOIS RG | GRISSOM ARB | EMPORIA MUNICIPAL AP | FORT KNOX GODMAN AAF | ENGLAND AFB | CHICOPEE FALLS WESTO |  | PATUXENT RIVER NAS | BAR HARBOR (AWOS) | BENTON HARBOR/ROSS | AUSTIN MUNI | JEFFERSON CITY MEM | GULFPORT BILOXI INT | CUT BANK MUNI AP |  | CHERRY POINT MCAS | FARGO HECTOR INTERNATIONAL AP | BELLEVUE OFFUTT AFB |  | LACONIA MUNI (AWOS) | CAPE MAY CO | CLOVIS CANNON AFB | SYDNEY AP |  |  | LAS VEGAS MCCARRAN INTL AP | BUFFALO NIAGARA INTL AP | CLEVELAND HOPKINS INTL AP | GAGE AIRPORT | LAGOON CITY | BURNS MUNICIPAL ARPT [UO] | BUTLER CO (AWOS) |  | LASSOMPTION |  |  | COLUMBIA METRO ARPT | ELLSWORTH AFB | SASKATOON | DYERSBURG MUNICIPAL AP | AMARILLO INTERNATIONAL AP [CANYON - UT] | OGDEN HINKLEY AIRPORT | DAVISON AAF | RUTLAND STATE | FAIRCHILD AFB | JANESVILLE/ROCK CO. | ELKINS ELKINS-RANDOLPH CO ARP | GILLETTE/GILLETTE-C |  | 5 | AZ | NB
Canada | AB | EDMONTON NAMAO | 12.7 | 15.62 | 22.6 | 38.66 | 50.5 | 58.28 | 63.32 | 59.54 | 51.3 | 38.48 | 26.4 | 12.2 | -15 |  | ON |  | USA | AR | EDMONTON NAMAO |  | ANCHORAGE MERRILL FIELD | DOTHAN MUNICIPAL AP | FLIPPIN (AWOS) | FLAGSTAFF PULLIAM ARPT | CRANBROOK AP |  | BISHOP AIRPORT | BARRANQUILLA | HARTFORD BRAINARD FD |  | FORT MYERS PAGE FIELD | AUGUSTA BUSH FIELD | KANEOHE BAY MCAS | CARROLL | IDAHO FALLS FANNING FIELD | CHICAGO MIDWAY AP | HUNTINGBURG | FORT RILEY MARSHALL AAF | HENDERSON CITY | FORT POLK AAF | LAWRENCE MUNI |  | SALISBURY WICOMICO CO AP | CARIBOU MUNICIPAL ARPT | CADILLAC WEXFORD CO AP | BAUDETTE INTERNATIONAL AP | JOPLIN MUNICIPAL AP | HATTIESBURG LAUREL | GLASGOW INTL ARPT |  | DARE CO RGNL | GRAND FORKS AF | BREWSTER FIELD ARPT |  | LEBANON MUNICIPAL | MCGUIRE AFB | CLOVIS MUNI (AWOS) |  |  |  | LOVELOCK DERBY FIELD | ELMIRA CORNING REGIONAL AP | COLUMBUS PORT COLUMBUS INTL A | HOBART MUNICIPAL AP | LONDON AP | CORVALLIS MUNI | DUBOIS FAA AP |  | LENNOXVILLE |  |  | FLORENCE REGIONAL AP | HURON REGIONAL ARPT |  | JACKSON MCKELLAR-SIPES REGL A | AUSTIN MUELLER MUNICIPAL AP [UT] | PROVO MUNI (AWOS) | FARMVILLE | SPRINGFIELD/HARTNES | FELTS FLD | LA CROSSE MUNICIPAL ARPT | HARRISON MARION RGN | JACKSON HOLE |  | 6 | CA | ON
Canada | AB | FORT MCMURRAY AP | 2.3 | 6.8 | 18.5 | 37.04 | 48.7 | 58.82 | 63.86 | 59 | 49.8 | 36.5 | 20.8 | 3.2 | -25 |  | PE |  | USA | AZ | FORT MCMURRAY AP |  | ANCHORAGE/ELMENDORF | HUNTSVILLE INTL/JONES FIELD | FORT SMITH REGIONAL AP | GRAND CANYON NATL P | DISCOVERY ISLAND |  | BLUE CANYON AP | BROOMFIELD/JEFFCO [BOULDER - SURFRAD] | NEW HAVEN TWEED AIRPORT |  | GAINESVILLE REGIONAL AP | BRUNSWICK GOLDEN IS | KONA INTL AT KEAHOL | CEDAR RAPIDS MUNICIPAL AP | JOSLIN FLD MAGIC VA [TWIN FALLS - UO] | CHICAGO OHARE INTL AP | INDIANAPOLIS INTL AP | GARDEN CITY MUNICIPAL AP | JACKSON JULIAN CARROLL AP | LAFAYETTE REGIONAL AP | MARTHAS VINEYARD |  |  | HOULTON INTL ARPT | CHIPPEWA CO INTL | BEMIDJI MUNICIPAL | KAISER MEM (AWOS) | JACKSON INTERNATIONAL AP | GLENDIVE(AWOS) |  | ELIZABETH CITY COAST GUARD AI [NREL] | GRAND FORKS INTERNATIONAL AP | BROKEN BOW MUNI |  | MANCHESTER AIRPORT | MILLVILLE MUNICIPAL AP | DEMING MUNI |  |  |  | MERCURY DESERT ROCK AP [SURFRAD] | FORT DRUM/WHEELER-S | DAYTON INTERNATIONAL AIRPORT | LAWTON MUNICIPAL | NORTH BAY AP | EUGENE MAHLON SWEET ARPT [UO] | ERIE INTERNATIONAL AP |  | MC TAVISH |  |  | GREENVILLE DOWNTOWN AP | MITCHELL (AWOS) |  | KNOXVILLE MCGHEE TYSON AP | BROWNSVILLE S PADRE ISL INTL | SAINT GEORGE (AWOS) | FRANKLIN NAAS |  | GRAY AAF | LONE ROCK FAA AP | HUNTINGTON TRI-STATE ARPT | LANDER HUNT FIELD |  | 7 | CO | PE
Canada | AB | GRAND PRAIRIE | 9.5 | 13.82 | 20.8 | 37.76 | 49.6 | 58.64 | 62.42 | 59 | 50.7 | 38.12 | 24.3 | 10.9 | -21 |  | QC |  | Canada | BC | GRAND PRAIRIE |  | ANIAK AIRPORT | MAXWELL AFB | HARRISON FAA AP | KINGMAN (AMOS) | ENTRANCE ISLAND |  | BLYTHE RIVERSIDE CO ARPT | CALI | OXFORD (AWOS) |  | HOMESTEAD AFB | BRUNSWICK MALCOLM MCKINNON AP | LIHUE AIRPORT | CHARITON | LEWISTON NEZ PERCE CNTY AP | CHICAGO/WAUKEGAN | LAFAYETTE PURDUE UNIV AP | GOODLAND RENNER FIELD | LEXINGTON BLUEGRASS AP | LAKE CHARLES REGIONAL ARPT | NANTUCKET MEMORIAL AP |  |  | MILLINOCKET MUNICIPAL AP | DETROIT CITY AIRPORT | BENSON MUNI | KANSAS CITY DOWNTOWN AP | KEESLER AFB | GREAT FALLS INTL ARPT |  | FAYETTEVILLE POPE AFB | JAMESTOWN MUNICIPAL ARPT | COLUMBUS MUNI |  | MOUNT WASHINGTON | NEWARK INTERNATIONAL ARPT | FARMINGTON FOUR CORNERS REGL |  |  |  | NELLIS AFB | GLENS FALLS AP | FINDLAY AIRPORT | MCALESTER MUNICIPAL AP | OTTAWA | KLAMATH FALLS INTL AP [UO] | FRANKLIN |  | MONT JOLI AB |  |  | GREER GREENV-SPARTANBRG AP | MOBRIDGE |  | MEMPHIS INTERNATIONAL AP | CAMP MABRY | SALT LAKE CITY INT ARPT [ISIS] | HILLSVILLE |  | HANFORD | MADISON DANE CO REGIONAL ARPT [ISIS] | LEWISBURG/GREENBRIE | LARAMIE GENERAL BREES FIELD |  | 8 | CT | QC
Canada | AB | LACOMBE | 12.7 | 15.8 | 24.1 | 38.12 | 49.3 | 56.66 | 62.24 | 58.28 | 50.2 | 38.48 | 26.1 | 12.7 | -13 |  | SK |  | India | BD | LACOMBE |  | ANNETTE ISLAND AP | MOBILE DOWNTOWN AP | JONESBORO MUNI | LUKE AFB | ESQUIMALT HARBOUR |  | BURBANK-GLENDALE-PASADENA AP | CARTAGENA |  |  | JACKSONVILLE INTL ARPT | COLUMBUS METROPOLITAN ARPT | MOLOKAI (AMOS) | CHARLES CITY | MOUNTAIN HOME AFB | DECATUR | MONROE CO | GREAT BEND (AWOS) | LONDON-CORBIN AP | MONROE REGIONAL AP | NEW BEDFORD RGNL |  |  | NORTHERN AROOSTOOK | DETROIT METROPOLITAN ARPT | BRAINERD/WIELAND | KANSAS CITY INT ARPT | MCCOMB PIKE COUNTY AP | HAVRE CITY-COUNTY AP |  | FAYETTEVILLE RGNL G | MINOT AFB | FALLS CITY/BRENNER |  | PEASE INTL TRADEPOR | TETERBORO AIRPORT | GALLUP SEN CLARKE FLD |  |  |  | RENO TAHOE INTERNATIONAL AP | ISLIP LONG ISL MACARTHUR AP | MANSFIELD LAHM MUNICIPAL ARPT | OKLAHOMA CITY TINKER AFB | PETERBOROUGH AP | LA GRANDE MUNI AP | HARRISBURG CAPITAL CITY ARPT |  | MONT-ORFORD |  |  | MYRTLE BEACH AFB | PIERRE MUNICIPAL AP |  | NASHVILLE INTERNATIONAL AP | CHILDRESS MUNICIPAL AP | VERNAL | HOT SPRINGS/INGALLS |  | HOQUIAM AP | MANITOWOC MUNI AWOS | MARTINSBURG EASTERN WV REG AP | RAWLINS MUNICIPAL AP |  | 9 | DE | SK
Canada | AB | LETHBRIDGE | 23.7 | 24.8 | 32.2 | 42.44 | 50.5 | 54.86 | 66.56 | 64.58 | 56.5 | 44.42 | 34.9 | 23.4 | -6 |  | YT |  | USA | CA | LETHBRIDGE |  | ANVIK | MOBILE REGIONAL AP | LITTLE ROCK ADAMS FIELD | PAGE MUNI (AMOS) | FORT NELSON |  | CAMARILLO (AWOS) | COLORADO SPRINGS MUNI AP |  |  | JACKSONVILLE NAS | DEKALB PEACHTREE | LANAI AP | CLARINDA | POCATELLO REGIONAL AP | MARION REGIONAL | NEW DELHI SAFDARJUNG AP | HAYS MUNI (AWOS) | LOUISVILLE BOWMAN FIELD | NEW IBERIA NAAS | NORTH ADAMS |  |  | PORTLAND INTL JETPORT | DETROIT WILLOW RUN AP | CAMBRIDGE MUNI | KIRKSVILLE REGIONAL AP | MERIDIAN KEY FIELD | HELENA REGIONAL AIRPORT |  | FORT BRAGG SIMMONS AAF | MINOT FAA AP | FREMONT MUNI ARPT |  |  | TRENTON MERCER COUNTY AP | HOLLOMAN AFB |  |  |  | TONOPAH AIRPORT | JAMESTOWN (AWOS) | OHIO STATE UNIVERSI | OKLAHOMA CITY WILL ROGERS WOR | PORT WELLER | LAKEVIEW (AWOS) | JOHNSTOWN CAMBRIA COUNTY AP |  | MONTREAL |  |  | SUMTER SHAW AFB | RAPID CITY REGIONAL ARPT |  |  | COLLEGE STATION EASTERWOOD FL | WENDOVER USAF AUXILIARY FIELD | LANGLEY AFB |  | KELSO WB AP | MARSHFIELD MUNI | MORGANTOWN HART FIELD | RIVERTON MUNICIPL AP |  | 10 | FL | YT
Canada | AB | MEDICINE AP | 18.7 | 20.12 | 30.6 | 43.52 | 54 | 61.34 | 70.52 | 66.74 | 56.8 | 43.34 | 31.8 | 18.7 | -10 |  | - |  | USA | CO | MEDICINE AP |  | BARROW W POST-W ROGERS ARPT [NSA - ARM] | MONTGOMERY DANNELLY FIELD | LITTLE ROCK AFB | PHOENIX SKY HARBOR INTL AP | FORT SAINT JOHN |  | CAMP PENDLETON MCAS | CORTEZ/MONTEZUMA |  |  | JACKSONVILLE/CRAIG | FORT BENNING LAWSON |  | CLINTON MUNI (AWOS) | SALMON/LEMHI (AWOS) | MOLINE QUAD CITY INTL AP | PATNA | HILL CITY MUNICIPAL AP | LOUISVILLE STANDIFORD FIELD | NEW ORLEANS ALVIN CALLENDER F | NORWOOD MEMORIAL |  |  | PRESQUE ISLE MUNICIP | ESCANABA (AWOS) | CLOQUET (AWOS) | POPLAR BLUFF(AMOS) | MERIDIAN NAAS | KALISPELL GLACIER PK INT AR |  | GOLDSBORO SEYMOUR JOHNSON AFB | WILLISTON SLOULIN INTL AP | GRAND ISLAND CENTRAL NE REGIO |  |  |  | LAS VEGAS MUNICIPAL ARPT |  |  |  | WINNEMUCCA MUNICIPAL ARPT | MASSENA AP | TOLEDO EXPRESS AIRPORT | OKLAHOMA CITY/WILEY | SAULT STE MARIE | MEDFORD ROGUE VALLEY INTL AP [ASHLAND - UO] | LANCASTER |  | MONTREAL-MIRABEL |  |  | NORTH MYRTLE BEACH-GRAND STRAND FIELD | SIOUX FALLS FOSS FIELD |  |  | CORPUS CHRISTI INTL ARPT [UT] | BLANDING MUNI AP | LEESBURG/GODFREY |  | MOSES LAKE GRANT COUNTY AP | MILWAUKEE MITCHELL INTL AP | PARKERSBURG WOOD COUNTY AP | SHERIDAN COUNTY ARPT |  | 11 | GA | -
Canada | AB | RED DEER AP | 13.3 | 15.26 | 23.7 | 38.3 | 49.5 | 57.02 | 62.78 | 59 | 50.5 | 38.12 | 26.4 | 13.3 | -13 |  | - |  | Colombia | CO | RED DEER AP |  | BETHEL AIRPORT | MUSCLE SHOALS REGIONAL AP | PINE BLUFF FAA AP | PRESCOTT LOVE FIELD | KAMLOOPS AP |  | CARLSBAD/PALOMAR | CRAIG-MOFFAT |  |  | KEY WEST INTL ARPT | FULTON CO ARPT BROW |  | COUNCIL BLUFFS |  | MOUNT VERNON (AWOS) | SOUTH BEND MICHIANA RGNL AP | HUTCHINSON MUNICIPAL AP | PADUCAH BARKLEY REGIONAL AP | NEW ORLEANS INTL ARPT | OTIS ANGB |  |  | ROCKLAND/KNOX(AWOS) | FLINT BISHOP INTL ARPT | CRANE LAKE (AWOS) | SPRINGFIELD REGIONAL ARPT | NATCHEZ/HARDY(AWOS) | LEWISTOWN MUNICIPAL ARPT |  | GREENSBORO PIEDMONT TRIAD INT |  | HASTINGS MUNICIPAL |  |  |  | ROSWELL INDUSTRIAL AIR PARK |  |  |  |  | MONTICELLO(AWOS) | YOUNGSTOWN REGIONAL AIRPORT | PONCA CITY MUNICIPAL AP [SGP - ARM] | SUDBURY AP | NORTH BEND MUNI AIRPORT | MIDDLETOWN HARRISBURG INTL AP |  | NICOLET |  |  |  | WATERTOWN MUNICIPAL AP |  |  | CORPUS CHRISTI NAS | BRYCE CANYON AP | LYNCHBURG REGIONAL ARPT |  | OLYMPIA AIRPORT | MINOCQUA/WOODRUFF | WHEELING OHIO COUNTY AP | WORLAND MUNICIPAL |  | 12 | HI | -
Canada | AB | SPRINGBANK | 21.6 | 22.46 | 28.4 | 38.66 | 48.7 | 55.4 | 62.96 | 59.54 | 51.8 | 40.46 | 31.5 | 21.2 | -8 |  | - |  | USA | CT | SPRINGBANK |  | BETTLES FIELD | TUSCALOOSA MUNICIPAL AP | ROGERS (AWOS) | SAFFORD (AMOS) | KELOWNA AP |  | CHINO AIRPORT | DENVER INTL AP |  |  | KEY WEST NAS | HUNTER AAF |  | CRESTON |  | PEORIA GREATER PEORIA AP | TERRE HAUTE HULMAN REGIONAL A | LIBERAL MUNI | SOMERSET(AWOS) | NEW ORLEANS LAKEFRONT AP | PLYMOUTH MUNICIPAL |  |  | SANFORD MUNI (AWOS) | GRAND RAPIDS KENT COUNTY INT | CROOKSTON MUNI FLD | ST JOSEPH ROSECRANS MEMORIAL | TUPELO C D LEMONS ARPT | LIVINGSTON MISSION FIELD |  | HICKORY REGIONAL AP |  | KEARNEY MUNI (AWOS) |  |  |  | SANTA FE COUNTY MUNICIPAL AP |  |  |  |  | NEW YORK CENTRAL PRK OBS BELV | ZANESVILLE MUNICIPAL AP | STILLWATER RGNL | THUNDER BAY AP | PENDLETON E OR REGIONAL AP | PHILADELPHIA INTERNATIONAL AP |  | POINT-AU-PERE | [6 empty] | COTULLA FAA AP | HANKSVILLE AP | MANASSAS MUNI(AWOS) |  | PASCO | MOSINEE/CENTRAL WI |  | EVANSTON-UINTA COUNTY AP-BURNS FIELD |  | 13 | IA | -
United Arab Emirates | AE | DUBAI INT AP | [12 empty] | 61 |  | - |  | USA | DE | EDMONTON-STONY P |  | BIG DELTA ALLEN AAF | GADSEN MUNI AWOS | SILOAM SPRING(AWOS) | SCOTTSDALE MUNI | MALAHAT |  | CHULA VISTA BROWN FIELD NAAS | DENVER/CENTENNIAL [GOLDEN - NREL] |  |  | MACDILL AFB | MACON MIDDLE GA REGIONAL AP |  | DECORAH |  | QUINCY MUNI BALDWIN FLD |  | MANHATTAN RGNL |  | PATTERSON MEMORIAL | PROVINCETOWN (AWOS) |  |  | WATERVILLE (AWOS) | HANCOCK HOUGHTON CO AP | DETROIT LAKES(AWOS) | ST LOUIS LAMBERT INT ARPT | GREENVILLE MUNI AP | MILES CITY MUNICIPAL ARPT |  | JACKSONVILLE (AWOS) |  | LINCOLN MUNICIPAL ARPT |  |  |  | SIERRA BLANCA RGNL |  |  |  |  | NEW YORK J F KENNEDY INT AR |  | TULSA INTERNATIONAL AIRPORT | TIMMINS AP | PORTLAND INTERNATIONAL AP | PHILADELPHIA NE PHILADELPHIA |  | QUEBEC AP | [6 empty] | COX FLD |  | MARION / WYTHEVILLE |  | PULLMAN/MOSCOW RGNL | PHILLIPS/PRICE CO. |  | GREEN RIVER-GREATER GREEN RIVER INTERGALACTIC SPACEPORT |  | 14 | ID | - | bar: Average Ambient Temp (F) Jan to Average Ambient Temp (F) Dec
USA | AK | ADAK NAS | 32.4 | 33.62 | 35.4 | 36.32 | 38.5 | 43.34 | 47.84 | 49.46 | 48.6 | 42.44 | 36.9 | 33.3 | 26 |  | - |  | USA | FL |  |  | BIG RIVER LAKE | TROY AIR FIELD | SPRINGDALE MUNI | TUCSON INTERNATIONAL AP | NORTH VANCOUVER |  | CONCORD CONCORD-BUCHANAN FIEL | DURANGO/LA PLATA CO |  |  | MARATHON AIRPORT | MARIETTA DOBBINS AFB |  | DENISON |  | ROCKFORD GREATER ROCKFORD AP |  | MCCONNELL AFB |  | SHREVEPORT DOWNTOWN | WESTFIELD BARNES MUNI AP |  |  | WISCASSET | HOUGHTON LAKE ROSCOMMON CO AR | DULUTH INTERNATIONAL ARPT | ST LOUIS SPIRIT OF ST LOUIS A |  | MISSOULA INTERNATIONAL AP |  | NEW BERN CRAVEN CO REGL AP |  | MCCOOK MUNICIPAL |  |  |  | TAOS MUNI APT(AWOS) |  |  |  |  | NEW YORK LAGUARDIA ARPT |  | VANCE AFB | TORONTO AP | PORTLAND/HILLSBORO | PITTSBURGH ALLEGHENY CO AP |  | SHERBROOKE AP | [6 empty] | DALHART MUNICIPAL AP |  | MARTINSVILLE |  | QUILLAYUTE STATE AIRPORT | RHINELANDER ONEIDA |  |  |  | 15 | IL | -
USA | AK | AMBLER | -9.4 | 4.64 | 17.6 | 23 | 41 | 54.68 | 53.24 | 48.56 | 36.9 | 30.92 | 8.1 | 6.1 | -48 |  | - |  | USA | GA |  |  | BIRCHWOOD |  | STUTTGART (AWOS) | WINSLOW MUNICIPAL AP | PENTICTON AP |  | CRESCENT CITY FAA AI | EAGLE COUNTY AP |  |  | MAYPORT NS | MOODY AFB/VALDOSTA |  | DES MOINES INTL AP |  | SOUTHERN ILLINOIS |  | NEWTON (AWOS) |  | SHREVEPORT REGIONAL ARPT | WORCESTER REGIONAL ARPT |  |  |  | HOWELL | ELY MUNI | VICHY ROLLA NATL ARPT |  | SIDNEY-RICHLAND |  | NEW RIVER MCAF |  | NORFOLK KARL STEFAN MEM ARPT |  |  |  | TRUTH OR CONSEQUENCES MUNI AP |  |  |  |  | NIAGARA FALLS AF |  | BARTLESVILLE-PHILLIPS FIELD | TORONTO ISLAND AP | PORTLAND/TROUTDALE | PITTSBURGH INTERNATIONAL AP |  | ST ANICET | [6 empty] | DALLAS-FORT WORTH INTL AP |  | MELFA/ACCOMACK ARPT |  | RENTON MUNI | RICE LAKE MUNICIPAL |  |  |  | 16 | IN | -
USA | AK | ANAKTUVUK PASS | -7.6 | -4.9 | 6.4 | 15.8 | 36 | 45.5 | 49.82 | 41.54 | 35.2 | 20.66 | 7 | -2.7 | -28 |  | - |  | USA | HI |  |  | COLD BAY ARPT |  | TEXARKANA WEBB FIELD | YUMA INTL ARPT | PITT MEADOWS |  | DAGGETT BARSTOW-DAGGETT AP | FORT COLLINS (AWOS) |  |  | MELBOURNE REGIONAL AP | ROME R B RUSSELL AP |  | DUBUQUE REGIONAL AP |  | SPRINGFIELD CAPITAL AP |  | OLATHE/JOHNSON CO. |  |  | 526 Hartford Turnpike, Shrewsbury, MA |  |  |  | IRON MOUNTAIN/FORD | EVELETH MUNI (AWOS) | WHITEMAN AFB |  | WOLF POINT INTL [FORT PECK - SURFRAD] |  | PITT GREENVILLE ARP |  | NORTH PLATTE REGIONAL AP |  |  |  | LAS CRUCES INTL AP |  |  |  |  | POUGHKEEPSIE DUTCHESS CO AP |  |  | TORONTO | REDMOND ROBERTS FIELD | READING SPAATZ FIELD |  | STE ANNE DE BELLEVUE | [6 empty] | DALLAS/ADDISON ARPT |  | NEWPORT NEWS |  | SEATTLE BOEING FIELD [ISIS] | STURGEON BAY |  |  |  | 17 | KS | -
USA | AK | ANCHORAGE INTL AP | 17.6 | 17.96 | 25.9 | 37.94 | 49.3 | 56.66 | 58.82 | 56.66 | 51.3 | 33.98 | 22.1 | 18.9 | -3 |  | - |  | USA | IA |  |  | CORDOVA |  | WALNUT RIDGE (AWOS) | YUMA MCAS | PRINCE GEORGE |  | EDWARDS AFB | GRAND JUNCTION WALKER FIELD |  |  | MIAMI INTL AP | SAVANNAH INTL AP |  | ESTHERVILLE MUNI |  | STERLING ROCKFALLS |  | RUSSELL MUNICIPAL AP | [6 empty] | IRONWOOD (AWOS) | FAIRMONT MUNI(AWOS) |  |  |  |  | RALEIGH DURHAM INTERNATIONAL |  | OMAHA EPPLEY AIRFIELD |  |  |  | TUCUMCARI AP |  |  |  |  | REPUBLIC |  |  | TRENTON AP | ROSEBURG REGIONAL AP | STATE COLLEGE [PENN STATE - SURFRAD] |  | STE FOY | [6 empty] | DALLAS/REDBIRD ARPT |  | NORFOLK INTERNATIONAL AP |  | SEATTLE SEATTLE-TACOMA INTL A | WATERTOWN |  |  |  | 18 | KY | -
USA | AK | ANCHORAGE MERRILL FIELD | 28.4 | 21.56 | 28.6 | 36.68 | 48.4 | 59.54 | 57.74 | 60.98 | 45 | 35.06 | 34.3 | 23.5 | 7 |  | - |  | USA | ID |  |  | DEADHORSE |  |  | SHOW LOW MUNI AP | SMITHERS AP |  | FRESNO YOSEMITE INTL AP | GREELEY/WELD (AWOS) |  |  | MIAMI/KENDALL-TAMIA | VALDOSTA WB AIRPORT |  | FAIR FIELD |  | UNIV OF ILLINOIS WI [BONDVILLE - SURFRAD] |  | SALINA MUNICIPAL AP | [6 empty] | JACKSON REYNOLDS FIELD | FARIBAULT MUNI AWOS |  |  |  |  | ROCKY MOUNT WILSON |  | OMAHA WSFO | [8 empty] | ROCHESTER GREATER ROCHESTER I |  |  | WINDSOR | SALEM MCNARY FIELD | WASHINGTON (AWOS) |  | TROIS RIVIERES | [6 empty] | DEL RIO [UT] |  | NORFOLK NAS |  | SNOHOMISH CO | WAUSAU MUNICIPAL ARPT |  |  |  | 19 | LA | -
USA | AK | ANCHORAGE/ELMENDORF | 27.9 | 30.92 | 30 | 42.44 | 46.4 | 57.02 | 61.34 | 59.18 | 45 | 29.84 | 33.4 | 22.3 | 4 |  | - |  | USA | IL |  |  | DILLINGHAM (AMOS) |  |  |  | SUMMERLAND |  | FULLERTON MUNICIPAL | GUNNISON CO. (AWOS) |  |  | MIAMI/OPA LOCKA | WARNER ROBINS AFB |  | FORT DODGE (AWOS) |  | W. CHICAGO/DU PAGE |  | TOPEKA FORBES FIELD | [6 empty] | KALAMAZOO BATTLE CR | FLYING CLOUD |  |  |  |  | SOUTHERN PINES AWOS |  | SCOTTSBLUFF W B HEILIG FIELD | [8 empty] | STEWART FIELD |  |  | BARRIE | SEXTON SUMMIT | WILKES-BARRE SCRANTON INTL AP |  | VARENNES | [6 empty] | DEL RIO LAUGHLIN AFB |  | OCEANA NAS |  | SPOKANE INTERNATIONAL AP [CHENEY - UO] | WITTMAN RGNL |  |  |  | 20 | MA | -
USA | AK | ANIAK AIRPORT | 12 | 27.86 | 22.8 | 29.48 | 41.2 | 52.7 | 55.04 | 52.7 | 37.8 | 30.02 | 27.3 | 15.1 | -17 |  | - |  | USA | IN |  |  | DUTCH HARBOR |  |  |  | VANCOUVER |  | HAYWARD AIR TERM | HAYDEN/YAMPA (AWOS) |  |  | NAPLES MUNICIPAL |  |  | FORT MADISON |  |  |  | TOPEKA MUNICIPAL AP | [6 empty] | LANSING CAPITAL CITY ARPT | FOSSTON(AWOS) |  |  |  |  | WILMINGTON INTERNATIONAL ARPT |  | SIDNEY MUNICIPAL AP | [8 empty] | SYRACUSE HANCOCK INT ARPT |  |  | LAKESHORE |  | WILLIAMSPORT REGIONAL AP |  | BAGOTVILLE AP | [6 empty] | DRAUGHON MILLER CEN |  | QUANTICO MCAS |  | STAMPEDE PASS |  |  |  |  | 21 | MD | -
USA | AK | ANNETTE ISLAND AP | 35.8 | 40.82 | 38.3 | 43.7 | 49.5 | 52.34 | 57.74 | 57.56 | 53.8 | 46.76 | 41 | 38.1 | 25 |  | - |  | India | IN |  |  | EMMONAK |  |  |  | VERNON |  | IMPERIAL | LA JUNTA MUNICIPAL AP |  |  | NASA SHUTTLE FCLTY |  |  | KEOKUK MUNI |  |  |  | WICHITA MID-CONTINENT AP | [6 empty] | MANISTEE (AWOS) | GLENWOOD (ASOS) |  |  |  |  | WINSTON-SALEM REYNOLDS AP |  | TEKAMAH (ASOS) | [8 empty] | UTICA ONEIDA COUNTY AP |  |  | MOOSE FACTORY |  | WILLOW GROVE NAS | [8 empty] | EL PASO INTERNATIONAL AP [UT] |  | RICHMOND INTERNATIONAL AP |  | TACOMA MCCHORD AFB |  |  |  |  | 22 | ME | -
USA | AK | ANVIK | 12.6 | 17.96 | 25.2 | 31.82 | 42.4 | 51.08 | 54.5 | 53.78 | 42.1 | 33.8 | 20.5 | 13.1 | -9 |  | - |  | USA | KS |  |  | FAIRBANKS INTL ARPT |  |  |  | VICTORIA AP |  | JACK NORTHROP FLD H | LAMAR MUNICIPAL |  |  | OCALA MUNI (AWOS) |  |  | KNOXVILLE |  |  |  | WICHITA/COL. JABARA | [6 empty] | MENOMINEE (AWOS) | GRAND RAPIDS(AWOS) | [6 empty] | VALENTINE MILLER FIELD | [8 empty] | WATERTOWN AP |  |  | MUSKOKA AP | [10 empty] | FORT HOOD |  | ROANOKE REGIONAL AP |  | TACOMA NARROWS |  |  |  |  | 23 | MI | -
USA | AK | BARROW W POST-W ROGERS ARPT [NSA - ARM] | -10.8 | -14.8 | -10.8 | -0.94 | 20.5 | 33.26 | 38.48 | 39.56 | 31.8 | 14.36 | -4.7 | -8.9 | -30 |  | - |  | USA | KY |  |  | FAIRBANKS/EIELSON A |  |  |  | VICTORIA |  | LANCASTER GEN WM FOX FIELD | LEADVILLE/LAKE CO. |  |  | ORLANDO EXECUTIVE AP |  |  | LE MARS |  |  |  | OLATHE-JOHNSON COUNTY INDUSTRIAL AP | [6 empty] | MOUNT CLEMENS SELFRIDGE FLD | HALLOCK | [6 empty] | CHADRON MUNI AP | [8 empty] | WESTHAMPTON GABRESKI AP | [13 empty] | FORT WORTH ALLIANCE |  | SHANNON ARPT |  | THE DALLES MUNICIPAL ARPT |  |  |  |  | 24 | MN | -
USA | AK | BETHEL AIRPORT | 14.7 | 12.56 | 13.6 | 30.56 | 43.2 | 52.16 | 55.94 | 52.88 | 45 | 31.64 | 18.3 | 12.2 | -13 |  | - |  | USA | LA |  |  | FORT YUKON |  |  |  | VICTORIA UNIV |  | LEMOORE REEVES NAS | LIMON |  |  | ORLANDO INTL ARPT |  |  | MASON CITY MUNICIPAL ARPT | [10 empty] | MUSKEGON COUNTY ARPT | HIBBING CHISHOLM-HIBBING AP | [6 empty] | ONEILL-BAKER FIELD | [8 empty] | WHITE PLAINS WESTCHESTER CO A | [13 empty] | FORT WORTH MEACHAM |  | STAUNTON/SHENANDOAH |  | WALLA WALLA CITY COUNTY AP |  |  |  |  | 25 | MO | -
USA | AK | BETTLES FIELD | -5.4 | -5.62 | 4.5 | 26.96 | 46.4 | 56.66 | 60.98 | 53.42 | 38.5 | 19.76 | 3.4 | -8.1 | -34 |  | - |  | USA | MA |  |  | GAMBELL |  |  |  | W VANCOUVER |  | LIVERMORE MUNICIPAL | MONTROSE CO. ARPT |  |  | ORLANDO SANFORD AIRPORT |  |  | MONTICELLO MUNI | [10 empty] | OAKLAND CO INTL | HUTCHINSON (AWOS) | [6 empty] | IMPERIAL MUNI AP | [22 empty] | FORT WORTH NAS |  | VIRGINIA TECH ARPT |  | WENATCHEE/PANGBORN |  |  |  |  | 26 | MS | -
USA | AK | BIG DELTA ALLEN AAF | 5.9 | 7.7 | 12.7 | 33.26 | 51.6 | 64.94 | 61.16 | 52.88 | 45.7 | 24.98 | 1.6 | 7.2 | -16 |  | - |  | Canada | MB |  |  | GULKANA INTERMEDIATE FIELD |  |  |  | WHISTLER |  | LOMPOC (AWOS) | PUEBLO MEMORIAL AP |  |  | PANAMA CITY BAY CO |  |  | MUSCATINE | [10 empty] | OSCODA WURTSMITH AFB | INTERNATIONAL FALLS INTL AP | [6 empty] | ORD-SHARP FIELD | [22 empty] | GALVESTON/SCHOLES |  | WASHINGTON DC DULLES INT AR [STERLING - ISIS] |  | WHIDBEY ISLAND NAS |  |  |  |  | 27 | MT | -
USA | AK | BIG RIVER LAKE | 25.9 | 19.58 | 25.9 | 35.06 | 45.3 | 53.78 | 57.02 | 56.66 | 46 | 30.92 | 26.6 | 27.9 | -1 |  | - |  | USA | MD |  |  | GUSTAVUS |  |  |  | WHITE ROCK |  | LONG BEACH DAUGHERTY FLD | RIFLE/GARFIELD RGNL |  |  | PENSACOLA FOREST SHERMAN NAS |  |  | NEWTON MUNI | [10 empty] | PELLSTON EMMET COUNTY AP | LITCHFIELD MUNI | [29 empty] | GEORGETOWN (AWOS) |  | WASHINGTON DC REAGAN AP |  | WILLIAM R FAIRCHILD |  |  |  |  | 28 | NC | -
USA | AK | BIRCHWOOD | 15.4 | 30.2 | 30.9 | 41 | 47.7 | 55.94 | 59.54 | 53.06 | 46.2 | 31.64 | 33.8 | 23.9 | -1 |  | - |  | USA | ME |  |  | HOMER ARPT |  |  |  | MERRITT |  | LOS ANGELES INTL ARPT | TRINIDAD LAS ANIMAS COUNTY AP |  |  | PENSACOLA REGIONAL AP |  |  | OELWEN | [10 empty] | SAGINAW TRI CITY INTL AP | LITTLE FALLS (AWOS) | [29 empty] | HARLINGEN RIO GRANDE VALLEY I |  | WINCHESTER RGNL |  | YAKIMA AIR TERMINAL |  |  |  |  | 29 | ND | -
USA | AK | COLD BAY ARPT | 31.1 | 29.48 | 31.5 | 34.16 | 39.9 | 45.32 | 50.36 | 50.54 | 47.7 | 40.82 | 34.7 | 31.1 | 17 |  | - |  | USA | MI |  |  | HOOPER BAY | [5 empty] | MARCH AFB |  |  |  | SARASOTA BRADENTON |  |  | ORANGE CITY | [10 empty] | SAULT STE MARIE SANDERSON FIE | MANKATO(AWOS) | [29 empty] | HONDO MUNICIPAL AP |  | WISE/LONESOME PINE | [6 empty] | 30 | NE | -
USA | AK | CORDOVA | 28.8 | 31.1 | 33.8 | 41.72 | 45 | 52.52 | 52.16 | 53.06 | 49.3 | 34.52 | 28.6 | 27 | 2 |  | - |  | USA | MN |  |  | HYDABURG SEAPLANE | [5 empty] | MERCED/MACREADY FLD |  |  |  | SOUTHWEST FLORIDA I |  |  | OTTUMWA INDUSTRIAL AP | [10 empty] | ST.CLAIR COUNTY INT | MINNEAPOLIS-ST PAUL INT ARP | [29 empty] | HOUSTON BUSH INTERCONTINENTAL |  | PULASKI-NEW RIVER VALLEY AP | [6 empty] | 31 | NL | -
USA | AK | DEADHORSE | -11.7 | -23.62 | -17.9 | 9.68 | 29.1 | 41.9 | 42.8 | 40.1 | 34.9 | 23.72 | 10.4 | -3.1 | -45 |  | - |  | USA | MO |  |  | ILIAMNA ARPT | [5 empty] | MODESTO CITY-COUNTY AP |  |  |  | ST LUCIE CO INTL |  |  | RED OAK | [10 empty] | TRAVERSE CITY CHERRY CAPITAL | MINNEAPOLIS/CRYSTAL | [29 empty] | HOUSTON ELLINGTON AFB [CLEAR LAKE - UT] | [8 empty] | 32 | NH | -
USA | AK | DILLINGHAM (AMOS) | 25.5 | 31.46 | 29.3 | 32.36 | 38.8 | 51.98 | 53.24 | 52.7 | 42.3 | 28.22 | 28.6 | 21.4 | -7 |  | - |  | USA | MS |  |  | JUNEAU INT ARPT | [5 empty] | MONTAGUE SISKIYOU COUNTY AP |  |  |  | ST PETERSBURG ALBERT WHITTED |  |  | SHELDON | [11 empty] | MORA MUNI (AWOS) | [29 empty] | HOUSTON WILLIAM P HOBBY AP | [8 empty] | 33 | NJ | -
USA | AK | DUTCH HARBOR | 33.6 | 33.8 | 31.5 | 36.68 | 40.5 | 45.14 | 49.64 | 51.98 | 47.5 | 40.64 | 39.2 | 34.7 | 19 |  | - |  | USA | MT |  |  | KAKE SEAPLANE BASE | [5 empty] | MONTEREY NAF |  |  |  | ST PETERSBURG CLEAR |  |  | SHENANDOAH MUNI | [11 empty] | MORRIS MUNI (AWOS) | [29 empty] | HOUSTON/D.W. HOOKS | [8 empty] | 34 | NM | -
USA | AK | EMMONAK | 7.7 | 13.46 | 24.1 | 29.12 | 38.5 | 48.2 | 54.14 | 53.78 | 40.8 | 34.7 | 26.4 | 18.7 | -25 |  | - |  | Canada | NB |  |  | KENAI MUNICIPAL AP | [5 empty] | MOUNTAIN VIEW MOFFETT FLD NAS |  |  |  | TALLAHASSEE REGIONAL AP [ISIS] |  |  | SIOUX CITY SIOUX GATEWAY AP | [11 empty] | NEW ULM MUNI (AWOS) | [29 empty] | KINGSVILLE | [8 empty] | 35 | NS | -
USA | AK | FAIRBANKS INTL ARPT | 0.3 | 4.28 | 13.5 | 33.26 | 51.1 | 60.8 | 62.42 | 57.56 | 44.1 | 26.42 | 0.1 | -2.7 | -22 |  | - |  | USA | NC |  |  | KETCHIKAN INTL AP | [5 empty] | NAPA CO. AIRPORT |  |  |  | TAMPA INTERNATIONAL AP |  |  | SPENCER | [11 empty] | ORR | [29 empty] | LAREDO INTL AP [UT] | [8 empty] | 36 | NT | -
USA | AK | FAIRBANKS/EIELSON A | 8.4 | 12.38 | 21.2 | 26.06 | 44.8 | 60.62 | 62.42 | 52.34 | 40.5 | 30.56 | 20.5 | 1.2 | -20 |  | - |  | USA | ND |  |  | KING SALMON ARPT | [5 empty] | NEEDLES AIRPORT |  |  |  | TYNDALL AFB |  |  | STORM LAKE | [11 empty] | OWATONNA (AWOS) | [29 empty] | LONGVIEW GREGG COUNTY AP [OVERTON - UT] | [8 empty] | 37 | NU | -
USA | AK | FORT YUKON | -6.2 | -13 | 7.2 | 24.44 | 48.6 | 59.18 | 57.2 | 51.44 | 37.9 | 19.76 | 12.7 | -14.1 | -36 |  | - |  | USA | NE |  |  | KODIAK AIRPORT | [5 empty] | OAKLAND METROPOLITAN ARPT |  |  |  | VALPARAISO EGLIN AFB |  |  | WASHINGTON | [11 empty] | PARK RAPIDS MUNICIPAL AP | [29 empty] | LUBBOCK INTERNATIONAL AP | [8 empty] | 38 | NV | -
USA | AK | GAMBELL | 14.4 | 12.2 | 19.6 | 14.54 | 33.8 | 37.94 | 44.24 | 47.66 | 40.8 | 34.7 | 26.6 | 13.5 | -11 |  | - |  | USA | NL |  |  | KOTZEBUE RALPH WEIN MEMORIAL | [5 empty] | OXNARD AIRPORT |  |  |  | VALPARAISO HURLBURT |  |  | WATERLOO MUNICIPAL AP | [11 empty] | PIPESTONE (AWOS) | [29 empty] | LUFKIN ANGELINA CO | [8 empty] | 39 | NY | -
USA | AK | GULKANA INTERMEDIATE FIELD | -6 | 6.8 | 15.3 | 33.62 | 46.4 | 55.22 | 55.4 | 51.08 | 43.5 | 28.58 | 8.1 | 4.1 | -28 |  | - |  | USA | NH |  |  | LAKE HOOD SEAPLANE | [5 empty] | PALM SPRINGS INTL |  |  |  | VERO BEACH MUNICIPAL ARPT |  |  | WEBSTER CITY | [11 empty] | RED WING | [29 empty] | MARFA AP | [8 empty] | 40 | OH | -
USA | AK | GUSTAVUS | 30.9 | 32.18 | 34.2 | 41.72 | 46.2 | 50.36 | 53.24 | 53.06 | 47.1 | 42.62 | 29.7 | 25.2 | -4 |  | - |  | USA | NJ |  |  | MCGRATH ARPT | [5 empty] | PALM SPRINGS THERMAL AP |  |  |  | WHITING FIELD NAAS | [14 empty] | REDWOOD FALLS MUNI | [29 empty] | MC GREGOR (AWOS) | [8 empty] | 41 | OK | -
USA | AK | HOMER ARPT | 25.3 | 23.36 | 28.6 | 39.02 | 45.9 | 51.44 | 54.5 | 55.76 | 50 | 41.54 | 26.6 | 22.6 | 7 |  | - |  | USA | NM |  |  | MEKORYUK | [5 empty] | PALMDALE AIRPORT | [18 empty] | ROCHESTER INTERNATIONAL ARPT | [29 empty] | MCALLEN MILLER INTL AP [EDINBURG - UT] | [8 empty] | 42 | OR | -
USA | AK | HOOPER BAY | 18.1 | 13.64 | 23.4 | 26.42 | 37.4 | 42.98 | 50 | 48.92 | 43.3 | 33.26 | 28.8 | 20.5 | -2 |  | - |  | USA | NS |  |  | MIDDLETON ISLAND AUT | [5 empty] | PASO ROBLES MUNICIPAL ARPT | [18 empty] | ROSEAU MUNI (AWOS) | [29 empty] | MIDLAND INTERNATIONAL AP | [8 empty] | 43 | PA | -
USA | AK | HYDABURG SEAPLANE | 35.4 | 37.04 | 36.3 | 42.26 | 46.6 | 51.62 | 100.04 | 56.3 | 45.9 | 45.5 | 40.3 | 36.5 | 19 |  | - |  | USA | NT |  |  | NENANA MUNICIPAL AP | [5 empty] | POINT MUGU NF | [18 empty] | SILVER BAY | [29 empty] | MINERAL WELLS MUNICIPAL AP | [8 empty] | 44 | RI | -
USA | AK | ILIAMNA ARPT | 30.7 | 31.28 | 31.1 | 34.16 | 41.2 | 52.34 | 54.86 | 54.86 | 47.8 | 28.58 | 26.8 | 25.3 | 0 |  | - |  | USA | NU |  |  | NOME MUNICIPAL ARPT | [5 empty] | PORTERVILLE (AWOS) | [18 empty] | SOUTH ST PAUL MUNI | [29 empty] | NACOGDOCHES (AWOS) | [8 empty] | 45 | SC | -
USA | AK | JUNEAU INT ARPT | 24.8 | 29.12 | 31.5 | 43.34 | 51.8 | 55.04 | 56.66 | 55.04 | 50.5 | 42.98 | 32.7 | 28.2 | 8 |  | - |  | USA | NV |  |  | NORTHWAY AIRPORT | [5 empty] | RED BLUFF MUNICIPAL ARPT | [18 empty] | ST CLOUD REGIONAL ARPT | [29 empty] | PALACIOS MUNICIPAL AP | [8 empty] | 46 | SD | -
USA | AK | KAKE SEAPLANE BASE | 30.6 | 32.54 | 34.2 | 41.72 | 46 | 54.86 | 54.68 | 55.4 | 50.2 | 42.44 | 34.5 | 31.1 | 12 |  | - |  | USA | NY |  |  | PALMER MUNICIPAL | [5 empty] | REDDING MUNICIPAL ARPT | [18 empty] | ST PAUL DOWNTOWN AP | [29 empty] | PORT ARTHUR JEFFERSON COUNTY | [8 empty] | 47 | TN | -
USA | AK | KENAI MUNICIPAL AP | 27.9 | 31.1 | 28.6 | 38.66 | 43.2 | 51.98 | 53.96 | 52.88 | 47.8 | 28.4 | 22.1 | 28.9 | -1 |  | - |  | USA | OH |  |  | PETERSBURG | [5 empty] | RIVERSIDE MUNI | [18 empty] | THIEF RIVER(AWOS) | [29 empty] | RANDOLPH AFB | [8 empty] | 48 | TX | -
USA | AK | KETCHIKAN INTL AP | 31.5 | 30.38 | 31.6 | 39.92 | 46.8 | 57.02 | 56.12 | 62.06 | 50.9 | 46.04 | 36.5 | 30 | 9 |  | - |  | USA | OK |  |  | POINT HOPE (AWOS) | [5 empty] | SACRAMENTO EXECUTIVE ARPT | [18 empty] | WHEATON NDB (AWOS) | [29 empty] | ROCKPORT/ARANSAS CO | [8 empty] | 49 | UT | -
USA | AK | KING SALMON ARPT | 19.8 | 21.2 | 19.9 | 36.14 | 42.4 | 49.64 | 55.58 | 54.5 | 47.7 | 35.42 | 23.9 | 21 | -10 |  | - |  | Canada | ON |  |  | PORT HEIDEN | [5 empty] | SACRAMENTO METROPOLITAN AP | [18 empty] | WILLMAR | [29 empty] | SAN ANGELO MATHIS FIELD | [8 empty] | 50 | VA | -
USA | AK | KODIAK AIRPORT | 32.9 | 33.08 | 35.4 | 40.82 | 43.5 | 49.46 | 53.6 | 55.76 | 50.2 | 41.54 | 32.9 | 31.1 | 20 |  | - |  | USA | OR |  |  | SAINT MARY`S (AWOS) | [5 empty] | SALINAS MUNICIPAL AP | [18 empty] | WINONA MUNI (AWOS) | [29 empty] | SAN ANTONIO INTL AP | [8 empty] | 51 | VT | -
USA | AK | KOTZEBUE RALPH WEIN MEMORIAL | 0.1 | 1.04 | 2.5 | 12.38 | 30.6 | 44.24 | 55.4 | 53.24 | 43.3 | 24.62 | 9.3 | 1 | -25 |  | - |  | USA | PA |  |  | SAND POINT | [5 empty] | SAN DIEGO LINDBERGH FIELD | [18 empty] | WORTHINGTON (AWOS) | [29 empty] | SAN ANTONIO KELLY FIELD AFB | [8 empty] | 52 | WA | -
USA | AK | LAKE HOOD SEAPLANE | 23.9 | 30.92 | 28.8 | 39.56 | 47.3 | 56.12 | 58.1 | 58.1 | 45.7 | 35.06 | 34.9 | 24.4 | 4 |  | - |  | Canada | PE |  |  | SAVOONGA | [5 empty] | SAN DIEGO MIRAMAR NAS | [18 empty] | FERGUS FALLS AWOS | [29 empty] | SAN ANTONIO/STINSON | [8 empty] | 53 | WI | -
USA | AK | MCGRATH ARPT | 0.3 | 0.14 | 10 | 29.12 | 46 | 55.76 | 58.82 | 56.84 | 41.7 | 26.42 | 3.4 | -6 | -38 |  | - |  | Canada | QC |  |  | SELAWIK | [5 empty] | SAN DIEGO NORTH ISLAND NAS | [18 empty] | MARSHALL MUNI-RYAN FIELD AWOS | [29 empty] | TYLER/POUNDS FLD | [8 empty] | 54 | WV | -
USA | AK | MEKORYUK | 13.8 | 26.24 | 29.5 | 28.4 | 35.6 | 41.18 | 47.12 | 47.66 | 43.3 | 32 | 31.3 | 26.8 | -6 |  | - |  | USA | RI |  |  | SEWARD | [5 empty] | SAN DIEGO/MONTGOMER | [18 empty] | TWO HARBORS MUNI AP | [29 empty] | VICTORIA REGIONAL AP | [8 empty] | 55 | WY | -
USA | AK | MIDDLETON ISLAND AUT | 35.1 | 35.78 | 35.1 | 37.4 | 35.6 | 50.36 | 55.04 | 55.4 | 52 | 43.88 | 37.8 | 33.8 | 20 |  |  |  | Saudi Arabia | SA |  |  | SHEMYA AFB | [5 empty] | SAN FRANCISCO INTL AP | [48 empty] | WACO REGIONAL AP | [8 empty] | 56
USA | AK | NENANA MUNICIPAL AP | 14.4 | 14.18 | 21.9 | 27.32 | 47.1 | 57.38 | 60.62 | 54.14 | 30 | 22.64 | 21.2 | -7.2 | -33 |  |  |  | USA | SC |  |  | SHISHMAREF (AWOS) | [5 empty] | SAN JOSE INTL AP | [48 empty] | WICHITA FALLS MUNICIPAL ARPT | [8 empty] | 57
USA | AK | NOME MUNICIPAL ARPT | 14.4 | 8.06 | 10.8 | 19.76 | 39 | 48.38 | 53.24 | 51.98 | 43 | 28.76 | 15.6 | 10.2 | -17 |  |  |  | USA | SD |  |  | SITKA JAPONSKI AP | [5 empty] | SAN LUIS CO RGNL | [48 empty] | WINK WINKLER COUNTY AP | [8 empty] | 58
USA | AK | NORTHWAY AIRPORT | -11.6 | -3.64 | 11.7 | 21.74 | 46.9 | 54.86 | 60.44 | 52.52 | 37 | 26.6 | -2.9 | -8.9 | -47 |  |  |  | Canada | SK |  |  | SKAGWAY AIRPORT | [5 empty] | SANDBERG | [48 empty] | DALLAS-LOVE FIELD | [8 empty] | 59
USA | AK | PALMER MUNICIPAL | 29.3 | 32.36 | 31.8 | 40.46 | 45.3 | 56.66 | 58.1 | 58.1 | 48.2 | 33.8 | 36.3 | 26.8 | 3 |  |  |  | USA | TN |  |  | SLEETMUTE | [5 empty] | SANTA BARBARA MUNICIPAL AP | [48 empty] | GREENVILLE MUNICIPAL AP | [8 empty] | 60
USA | AK | PETERSBURG | 27.9 | 32.36 | 33.4 | 42.08 | 47.1 | 55.22 | 55.04 | 54.86 | 48 | 41.72 | 34.7 | 30 | 5 |  |  |  | USA | TX |  |  | SOLDOTNA | [5 empty] | SANTA MARIA PUBLIC ARPT | [48 empty] | KILLEEN MUNI AWOS | [8 empty] | 61
USA | AK | POINT HOPE (AWOS) | 8.4 | 1.94 | 9.7 | 8.78 | 32.5 | 34.7 | 41.54 | 44.42 | 36.3 | 31.64 | 19.2 | 17.6 | -14 |  |  |  | USA | UT |  |  | ST PAUL ISLAND ARPT | [5 empty] | SANTA MONICA MUNI | [57 empty] | 62
USA | AK | PORT HEIDEN | 32.4 | 27.14 | 29.7 | 33.08 | 35.8 | 46.22 | 50.72 | 50.36 | 48.4 | 35.78 | 34.7 | 27.5 | 10 |  |  |  | USA | VA |  |  | TALKEETNA STATE ARPT | [5 empty] | SANTA ROSA (AWOS) | [57 empty] | 63
USA | AK | SAINT MARY`S (AWOS) | 12.2 | 20.66 | 23.9 | 28.58 | 34.9 | 46.22 | 53.06 | 49.28 | 39.6 | 34.16 | 36.9 | 16 | -9 |  |  |  | USA | VT |  |  | TANANA RALPH M CALHOUN MEM AP | [5 empty] | STOCKTON METROPOLITAN ARPT | [57 empty] | 64
USA | AK | SAND POINT | 33.1 | 34.16 | 35.1 | 35.78 | 37.8 | 46.58 | 53.24 | 53.42 | 46.2 | 40.1 | 32.7 | 30.9 | 18 |  |  |  | USA | WA |  |  | TOGIAK VILLAGE AWOS | [5 empty] | TRAVIS FIELD AFB | [57 empty] | 65
USA | AK | SAVOONGA | 11.5 | 12.56 | 6.6 | 25.16 | 35.4 | 38.66 | 47.84 | 46.76 | 40.8 | 33.98 | 28.9 | 19.9 | -12 |  |  |  | USA | WI |  |  | UNALAKLEET FIELD | [5 empty] | TRUCKEE-TAHOE | [57 empty] | 66
USA | AK | SELAWIK | -12.5 | -0.4 | 13.3 | 20.48 | 39.4 | 46.22 | 54.5 | 50 | 37.4 | 30.56 | 9.7 | 7.7 | -49 |  |  |  | USA | WV |  |  | VALDEZ PIONEER FIEL | [5 empty] | UKIAH MUNICIPAL AP | [57 empty] | 67
USA | AK | SEWARD | 31.6 | 28.94 | 30.4 | 39.02 | 44.1 | 53.24 | 54.32 | 56.12 | 48.2 | 35.06 | 28.4 | 30.4 | 15 |  |  |  | USA | WY |  |  | VALDEZ WSO | [5 empty] | VAN NUYS AIRPORT | [57 empty] | 68
USA | AK | SHEMYA AFB | 33.6 | 31.46 | 30.6 | 33.44 | 37.6 | 41.72 | 45.68 | 47.84 | 46.9 | 40.82 | 34 | 31.1 | 20 |  |  |  | Canada | YT |  |  | WHITTIER | [5 empty] | VISALIA MUNI (AWOS) | [57 empty] | 69
USA | AK | SHISHMAREF (AWOS) | 5 | -3.64 | 6.3 | 19.4 | 32.4 | 38.12 | 48.56 | 46.94 | 39.6 | 33.44 | 22.1 | 13.5 | -31 | [7 empty] | WRANGELL | [5 empty] | YUBA CO | [57 empty] | 70
USA | AK | SITKA JAPONSKI AP | 33.8 | 29.66 | 36.9 | 39.38 | 46.4 | 52.16 | 54.32 | 55.58 | 53.1 | 45.32 | 37.8 | 32 | 18 | [7 empty] | YAKUTAT STATE ARPT | [5 empty] | CHINA LAKE NAF | [57 empty] | 71
USA | AK | SKAGWAY AIRPORT | 30 | 28.94 | 35.8 | 43.16 | 51.8 | 57.38 | 54.86 | 56.3 | 50.2 | 39.2 | 34.3 | 23.4 | 1 | [7 empty] | HOONAH | [5 empty] | SANTA ANA-JOHN WAYNE AP | [57 empty] | 72
USA | AK | SLEETMUTE | -1.1 | 23 | 22.8 | 55.04 | 43.3 | 56.3 | 54.86 | 50.36 | 42.1 | 33.44 | 17.6 | 11.8 | -38 | [7 empty] | HUSLIA | [5 empty] | SOUTH LAKE TAHOE-LAKE TAHOE AP | [57 empty] | 73
USA | AK | SOLDOTNA | 25.3 | 29.48 | 29.1 | 35.6 | 46.6 | 54.32 | 55.22 | 53.24 | 45.9 | 32.36 | 19.6 | 25.2 | -4 | [7 empty] | MINCHUMINA | [5 empty] | TWENTYNINE PALMS | [57 empty] | 74
USA | AK | ST PAUL ISLAND ARPT | 28.2 | 24.62 | 26.4 | 30.74 | 37.2 | 41.72 | 46.76 | 48.38 | 45.5 | 39.74 | 32.2 | 31.6 | 11 | [71 empty] | 75
USA | AK | TALKEETNA STATE ARPT | 17.1 | 11.3 | 26.2 | 36.5 | 47.8 | 56.66 | 58.64 | 55.94 | 47.5 | 33.8 | 16.9 | 12.7 | -13 | [71 empty] | 76
USA | AK | TANANA RALPH M CALHOUN MEM AP | -3.8 | 10.76 | 19.2 | 23.18 | 40.5 | 57.74 | 57.02 | 50.54 | 38.7 | 31.64 | 7.2 | 5 | -44 | [71 empty] | 77
USA | AK | TOGIAK VILLAGE AWOS | 27.9 | 32.9 | 26.4 | 29.48 | 35.8 | 50.9 | 57.38 | 51.98 | 42.3 | 37.04 | 28.6 | 21.2 | -6 | [71 empty] | 78
USA | AK | UNALAKLEET FIELD | 7.7 | 16.52 | 24.3 | 30.02 | 39.6 | 44.42 | 53.78 | 49.46 | 39.4 | 34.52 | 21.6 | 14.2 | -31 | [71 empty] | 79
USA | AK | VALDEZ PIONEER FIEL | 30.6 | 30.38 | 33.6 | 36.32 | 44.2 | 53.6 | 53.06 | 53.06 | 48.2 | 37.04 | 30.6 | 28 | 9 | [71 empty] | 80
USA | AK | VALDEZ WSO | 23.9 | 26.24 | 30.4 | 38.84 | 46.9 | 53.96 | 55.58 | 53.24 | 48.2 | 39.02 | 29.8 | 25.2 | 10 | [71 empty] | 81
USA | AK | WHITTIER | 28.4 | 29.66 | 30.2 | 35.06 | 46.6 | 53.6 | 53.78 | 52.88 | 47.8 | 35.42 | 28.9 | 29.1 | 10 | [71 empty] | 82
USA | AK | WRANGELL | 30.2 | 32.72 | 35.8 | 41 | 44.4 | 54.32 | 56.3 | 58.46 | 51.1 | 44.06 | 36.5 | 31.3 | 11 | [71 empty] | 83
USA | AK | YAKUTAT STATE ARPT | 27 | 28.04 | 30.6 | 39.92 | 44.8 | 50.9 | 55.04 | 54.32 | 50.2 | 40.82 | 32.4 | 29.8 | 13 | [71 empty] | 84
USA | AL | ANNISTON METROPOLITAN AP | 44.6 | 50.72 | 55 | 64.76 | 71.8 | 74.84 | 76.46 | 76.46 | 70.5 | 59.18 | 56.8 | 42.8 | 34 | [71 empty] | 85
USA | AL | AUBURN-OPELIKA APT | 41.9 | 48.2 | 50.7 | 62.78 | 67.6 | 74.84 | 74.48 | 75.02 | 71.1 | 62.6 | 56.3 | 48.6 | 24 | [71 empty] | 86
USA | AL | BIRMINGHAM MUNICIPAL AP | 41.9 | 48.02 | 54.7 | 64.22 | 70.2 | 76.64 | 80.24 | 78.98 | 73.4 | 60.8 | 55.6 | 45.5 | 31 | [71 empty] | 87
USA | AL | CAIRNS FIELD FORT RUCKER | 45.5 | 51.8 | 54.9 | 62.6 | 74.1 | 77.36 | 79.52 | 77.72 | 74.3 | 62.24 | 54.7 | 48.6 | 28 | [71 empty] | 88
USA | AL | DOTHAN MUNICIPAL AP | 44.6 | 49.82 | 61.2 | 64.4 | 77.4 | 78.26 | 79.88 | 78.98 | 78.4 | 66.92 | 59 | 47.1 | 34 | [71 empty] | 89
USA | AL | HUNTSVILLE INTL/JONES FIELD | 36.5 | 42.8 | 52.3 | 59.72 | 69.1 | 77.54 | 78.62 | 76.64 | 72.1 | 58.1 | 53.4 | 41.7 | 14 | [71 empty] | 90
USA | AL | MAXWELL AFB | 43.9 | 50.54 | 54 | 63.14 | 74.1 | 79.52 | 82.04 | 80.24 | 76.1 | 64.04 | 52.3 | 47.1 | 25 | [71 empty] | 91
USA | AL | MOBILE DOWNTOWN AP | 54.1 | 54.5 | 56.5 | 65.66 | 76.1 | 77.72 | 80.24 | 81.86 | 77 | 67.46 | 59 | 50.9 | 37 | [71 empty] | 92
USA | AL | MOBILE REGIONAL AP | 46.8 | 53.42 | 61 | 67.28 | 73.8 | 79.52 | 80.6 | 79.52 | 77.4 | 66.74 | 59 | 54 | 33 | [71 empty] | 93
USA | AL | MONTGOMERY DANNELLY FIELD | 44.8 | 49.1 | 59.7 | 65.66 | 71.4 | 78.44 | 80.24 | 80.06 | 75 | 63.68 | 54.9 | 48.7 | 37 | [71 empty] | 94
USA | AL | MUSCLE SHOALS REGIONAL AP | 45.5 | 43.34 | 51.8 | 62.78 | 71.2 | 72.68 | 80.06 | 73.94 | 73 | 63.68 | 55.6 | 46.4 | 15 | [71 empty] | 95
USA | AL | TUSCALOOSA MUNICIPAL AP | 45.9 | 49.82 | 52.5 | 66.2 | 73.6 | 76.1 | 79.88 | 76.82 | 78.1 | 60.44 | 58.1 | 38.8 | 29 | [71 empty] | 96
USA | AR | BATESVILLE (AWOS) | 40.6 | 43.52 | 45.9 | 57.92 | 67.3 | 77.9 | 77.54 | 74.3 | 75.7 | 59.36 | 48 | 42.3 | 16 | [71 empty] | 97
USA | AR | BENTONVILLE (AWOS) | 36.1 | 43.34 | 41.9 | 55.94 | 68.7 | 70.52 | 79.34 | 80.24 | 71.1 | 55.4 | 44.6 | 36.3 | 21 | [71 empty] | 98
USA | AR | EL DORADO GOODWIN FIELD | 42.4 | 43.88 | 60.3 | 64.22 | 74.8 | 78.8 | 79.88 | 86.72 | 78.6 | 59.9 | 55.6 | 42.8 | 36 | [71 empty] | 99
USA | AR | FAYETTEVILLE DRAKE FIELD | 37.8 | 42.26 | 50.7 | 61.16 | 64.4 | 71.42 | 81.68 | 80.6 | 75.9 | 60.26 | 50.9 | 36.9 | 12 | [71 empty] | 100
USA | AR | FLIPPIN (AWOS) | 37.4 | 41.9 | 46 | 60.62 | 66.7 | 71.78 | 76.64 | 79.7 | 74.8 | 61.7 | 52.3 | 38.1 | 26 | [71 empty] | 101
USA | AR | FORT SMITH REGIONAL AP | 35.8 | 37.22 | 51.6 | 59.72 | 68.9 | 77.54 | 81.5 | 79.7 | 75.9 | 60.62 | 52.2 | 39 | 17 | [71 empty] | 102
USA | AR | HARRISON FAA AP | 38.3 | 36.5 | 51.3 | 58.28 | 65.8 | 71.78 | 78.8 | 78.98 | 76.1 | 55.4 | 50.7 | 40.6 | 21 | [71 empty] | 103
USA | AR | JONESBORO MUNI | 33.4 | 37.58 | 48.9 | 63.14 | 67.1 | 77 | 79.88 | 77.18 | 77.4 | 60.08 | 52.7 | 29.1 | 21 | [71 empty] | 104
USA | AR | LITTLE ROCK ADAMS FIELD | 36.9 | 46.04 | 52.2 | 62.24 | 70 | 78.8 | 81.5 | 81.14 | 74.8 | 62.06 | 53.4 | 42.1 | 18 | [71 empty] | 105
USA | AR | LITTLE ROCK AFB | 40.6 | 46.4 | 47.3 | 59.18 | 73.8 | 78.8 | 81.86 | 76.82 | 70.9 | 64.94 | 48.4 | 41 | 20 | [71 empty] | 106
USA | AR | PINE BLUFF FAA AP | 39.6 | 47.84 | 49.6 | 66.02 | 72.3 | 78.62 | 79.34 | 85.82 | 79.2 | 62.6 | 50 | 35.1 | 26 | [71 empty] | 107
USA | AR | ROGERS (AWOS) | 33.1 | 41 | 41.5 | 55.04 | 65.1 | 75.56 | 77.54 | 82.22 | 73.6 | 56.3 | 48 | 43 | 9 | [71 empty] | 108
USA | AR | SILOAM SPRING(AWOS) | 37.2 | 46.76 | 45.5 | 57.02 | 67.8 | 75.2 | 79.52 | 78.98 | 71.6 | 55.22 | 50.9 | 39.6 | 21 | [71 empty] | 109
USA | AR | SPRINGDALE MUNI | 34.2 | 40.46 | 49.1 | 60.44 | 65.1 | 72.14 | 78.8 | 80.42 | 68.7 | 59.36 | 47.7 | 38.3 | 20 | [71 empty] | 110
USA | AR | STUTTGART (AWOS) | 44.8 | 45.14 | 52 | 60.98 | 72.5 | 78.44 | 80.96 | 78.62 | 76.3 | 66.02 | 54.9 | 41.9 | 31 | [71 empty] | 111
USA | AR | TEXARKANA WEBB FIELD | 41.7 | 50 | 54.1 | 67.28 | 72.9 | 77.36 | 83.84 | 80.42 | 80.1 | 66.56 | 53.8 | 48.7 | 35 | [71 empty] | 112
USA | AR | WALNUT RIDGE (AWOS) | 37 | 43.52 | 45.9 | 62.42 | 68.9 | 76.64 | 79.7 | 76.28 | 73 | 63.86 | 46.8 | 37.6 | 26 | [71 empty] | 113
USA | AZ | CASA GRANDE (AWOS) | 56.1 | 52.34 | 60.4 | 71.78 | 80.4 | 88.52 | 92.84 | 90.86 | 86.9 | 69.62 | 56.5 | 50.7 | 45 | [71 empty] | 114
USA | AZ | DAVIS MONTHAN AFB | 58.6 | 54.86 | 59.7 | 73.94 | 79.3 | 88.16 | 86.72 | 85.64 | 82 | 69.62 | 59.7 | 53.4 | 46 | [71 empty] | 115
USA | AZ | DEER VALLEY/PHOENIX | 55.2 | 54.32 | 56.3 | 73.94 | 81.9 | 90.14 | 92.12 | 91.94 | 88.7 | 74.66 | 61 | 54.5 | 49 | [71 empty] | 116
USA | AZ | DOUGLAS BISBEE-DOUGLAS INTL A | 46.2 | 47.3 | 59.9 | 66.56 | 73.2 | 79.34 | 79.34 | 76.82 | 73.4 | 62.42 | 53.8 | 45.3 | 39 | [71 empty] | 117
USA | AZ | FLAGSTAFF PULLIAM ARPT | 29.1 | 29.12 | 35.6 | 43.16 | 51.6 | 64.04 | 67.64 | 63.32 | 57.6 | 46.4 | 36.1 | 29.8 | 12 | [71 empty] | 118
USA | AZ | GRAND CANYON NATL P | 32.2 | 30.56 | 30.9 | 47.66 | 57.9 | 63.14 | 66.56 | 66.56 | 60.1 | 48.2 | 36.3 | 30.9 | 24 | [71 empty] | 119
USA | AZ | KINGMAN (AMOS) | 43.7 | 46.22 | 50.9 | 65.3 | 75.6 | 83.12 | 84.92 | 86.36 | 75.9 | 62.24 | 46.6 | 42.4 | 34 | [71 empty] | 120
USA | AZ | LUKE AFB | 54 | 56.3 | 60.3 | 73.58 | 81.9 | 92.3 | 94.82 | 93.38 | 86.7 | 71.24 | 63 | 54 | 48 | [71 empty] | 121
USA | AZ | PAGE MUNI (AMOS) | 41.2 | 41 | 51.3 | 63.86 | 70.3 | 80.24 | 83.84 | 80.06 | 71.8 | 59.72 | 43.7 | 36.9 | 31 | [71 empty] | 122
USA | AZ | PHOENIX SKY HARBOR INTL AP | 55.4 | 60.26 | 63.1 | 74.66 | 81.1 | 93.2 | 96.08 | 92.84 | 86.7 | 76.64 | 64.4 | 53.1 | 47 | [71 empty] | 123
USA | AZ | PRESCOTT LOVE FIELD | 35.4 | 43.34 | 44.8 | 54.14 | 63.1 | 73.58 | 76.1 | 74.12 | 68 | 57.56 | 45.1 | 39.7 | 29 | [71 empty] | 124
USA | AZ | SAFFORD (AMOS) | 48.4 | 53.6 | 62.4 | 69.44 | 77.5 | 84.38 | 85.1 | 82.04 | 81.7 | 65.3 | 55.8 | 44.6 | 39 | [71 empty] | 125
USA | AZ | SCOTTSDALE MUNI | 55 | 54.14 | 61.9 | 69.8 | 81.1 | 89.6 | 93.92 | 92.12 | 89.2 | 71.6 | 61.3 | 54.3 | 49 | [71 empty] | 126
USA | AZ | TUCSON INTERNATIONAL AP | 51.1 | 55.94 | 57.6 | 65.84 | 76.5 | 86.54 | 87.26 | 84.2 | 80.1 | 69.8 | 57.6 | 52.2 | 44 | [71 empty] | 127
USA | AZ | WINSLOW MUNICIPAL AP | 36.3 | 39.2 | 40.8 | 59.18 | 66 | 74.66 | 79.7 | 76.28 | 66 | 55.4 | 43.9 | 33.8 | 26 | [71 empty] | 128
USA | AZ | YUMA INTL ARPT | 61.2 | 58.46 | 67.8 | 73.22 | 78.6 | 86.72 | 94.46 | 96.08 | 88.3 | 75.74 | 67.5 | 59 | 53 | [71 empty] | 129
USA | AZ | YUMA MCAS | 60.4 | 58.46 | 68 | 72.14 | 79.7 | 86.72 | 94.1 | 93.56 | 88.2 | 75.74 | 68.4 | 55.4 | 53 | [71 empty] | 130
Canada | BC | ABBOTSFORD AP | 38.5 | 40.64 | 43.7 | 49.1 | 55.4 | 60.8 | 65.48 | 64.58 | 59 | 50.9 | 43.2 | 37.9 | 26 | [71 empty] | 131
Canada | BC | AGASSIZ CDA | 34 | 39.56 | 43.2 | 49.28 | 55.8 | 60.98 | 65.84 | 64.94 | 59.5 | 51.26 | 43.2 | 34.7 | 20 | [71 empty] | 132
Canada | BC | BALLENAS ISLAND | 38.1 | 40.1 | 43.7 | 49.1 | 56.1 | 62.24 | 67.28 | 66.38 | 59.9 | 50.72 | 43 | 37.8 | 26 | [71 empty] | 133
Canada | BC | COMOX AP | 39.2 | 39.38 | 42.6 | 47.48 | 54.1 | 60.44 | 64.76 | 63.86 | 57.9 | 49.46 | 42.8 | 38.7 | 30 | [71 empty] | 134
Canada | BC | CRANBROOK AP | 21.4 | 25.7 | 34.5 | 43.52 | 52.3 | 59.36 | 68.54 | 65.84 | 55.4 | 41.72 | 30.4 | 19.8 | 1 | [71 empty] | 135
Canada | BC | DISCOVERY ISLAND | 40.5 | 41.9 | 44.8 | 48.74 | 53.6 | 58.28 | 61.7 | 60.98 | 57.6 | 51.08 | 45.3 | 40.3 | 29 | [71 empty] | 136
Canada | BC | ENTRANCE ISLAND | 38.5 | 40.46 | 44.2 | 49.82 | 56.7 | 62.96 | 68 | 67.1 | 60.4 | 51.26 | 43.3 | 37.9 | 26 | [71 empty] | 137
Canada | BC | ESQUIMALT HARBOUR | 41.2 | 42.8 | 45.9 | 49.82 | 54.5 | 59 | 62.06 | 61.34 | 57.9 | 51.8 | 46.2 | 41.2 | 30 | [71 empty] | 138
Canada | BC | FORT NELSON | -3.8 | 5.9 | 14.9 | 37.04 | 48.7 | 59.36 | 62.96 | 58.28 | 48 | 33.44 | 13.1 | -0.4 | -29 | [71 empty] | 139
Canada | BC | FORT SAINT JOHN | 10.2 | 15.62 | 20.5 | 37.4 | 48.4 | 57.74 | 61.34 | 57.92 | 50 | 38.3 | 23.9 | 12.2 | -20 | [71 empty] | 140
Canada | BC | KAMLOOPS AP | 27.1 | 31.28 | 40.3 | 49.64 | 58.1 | 65.12 | 72.14 | 70.16 | 59.7 | 47.3 | 37.2 | 27.9 | 8 | [71 empty] | 141
Canada | BC | KELOWNA AP | 27.5 | 29.66 | 38.3 | 46.58 | 55.2 | 62.42 | 69.44 | 66.56 | 56.3 | 44.42 | 35.4 | 27.5 | 10 | [71 empty] | 142
Canada | BC | MALAHAT | 40.1 | 41.54 | 44.8 | 48.74 | 54 | 58.82 | 62.24 | 61.52 | 57.6 | 51.08 | 45.1 | 39.9 | 28 | [71 empty] | 143
Canada | BC | NORTH VANCOUVER | 35.6 | 38.84 | 43 | 47.84 | 54.3 | 60.08 | 64.4 | 63.68 | 58.3 | 50 | 43 | 35.2 | 23 | [71 empty] | 144
Canada | BC | PENTICTON AP | 31.1 | 33.62 | 40.8 | 48.56 | 57.7 | 64.76 | 72.32 | 69.98 | 60.1 | 48.38 | 38.8 | 31.1 | 17 | [71 empty] | 145
Canada | BC | PITT MEADOWS | 34 | 38.12 | 43 | 48.38 | 54.9 | 60.44 | 65.3 | 64.22 | 58.3 | 49.82 | 42.3 | 34 | 18 | [71 empty] | 146
Canada | BC | PRINCE GEORGE | 19.4 | 22.46 | 30.4 | 40.1 | 49.8 | 57.56 | 60.98 | 58.82 | 50.2 | 39.74 | 29.8 | 19.6 | -10 | [71 empty] | 147
Canada | BC | SMITHERS AP | 19.9 | 23.18 | 30.6 | 39.92 | 48.2 | 55.94 | 59.36 | 57.92 | 49.1 | 39.2 | 29.1 | 20.1 | -4 | [71 empty] | 148
Canada | BC | SUMMERLAND | 25.2 | 30.56 | 40.8 | 48.2 | 57.7 | 64.4 | 72.32 | 70.34 | 60.1 | 48.2 | 36.7 | 25.5 | 9 | [71 empty] | 149
Canada | BC | VANCOUVER | 39.6 | 40.82 | 44.1 | 48.74 | 55 | 60.62 | 65.12 | 64.4 | 58.8 | 50.9 | 44.1 | 39.2 | 27 | [71 empty] | 150
Canada | BC | VERNON | 22.3 | 28.22 | 37.9 | 46.76 | 55.4 | 62.06 | 68.9 | 66.92 | 57.7 | 45.14 | 34.9 | 22.6 | 4 | [71 empty] | 151
Canada | BC | VICTORIA AP | 40.3 | 40.64 | 43.9 | 48.2 | 54 | 59.54 | 63.32 | 62.24 | 57.4 | 50.36 | 43.9 | 39.7 | 30 | [71 empty] | 152
Canada | BC | VICTORIA | 38.1 | 41 | 44.8 | 48.56 | 53.1 | 57.38 | 60.26 | 59.72 | 57.4 | 51.08 | 45.3 | 38.3 | 25 | [71 empty] | 153
Canada | BC | VICTORIA UNIV | 38.8 | 41.18 | 44.8 | 48.74 | 54.1 | 59.54 | 63.5 | 62.6 | 57.9 | 51.08 | 45.7 | 38.8 | 26 | [71 empty] | 154
Canada | BC | W VANCOUVER | 34.5 | 38.3 | 42.3 | 46.76 | 53.4 | 59.54 | 63.68 | 63.32 | 58.1 | 49.64 | 42.8 | 34 | 22 | [71 empty] | 155
Canada | BC | WHISTLER | 25.2 | 29.84 | 37.9 | 46.4 | 54.7 | 61.34 | 68 | 66.2 | 57.2 | 45.32 | 34.7 | 24.8 | 10 | [71 empty] | 156
Canada | BC | WHITE ROCK | 36.9 | 40.1 | 44.8 | 49.28 | 54.9 | 59.9 | 64.04 | 63.14 | 58.3 | 51.44 | 45 | 36.7 | 23 | [71 empty] | 157
India | BD | DHAKA | [12 empty] | 58 | [71 empty] | 158 | bar: Average Ambient Temp (F) Jan to Average Ambient Temp (F) Dec
USA | CA | ALTURAS | 32 | 34.88 | 40.1 | 45.68 | 52.2 | 63.14 | 72.32 | 67.28 | 60.4 | 46.04 | 35.4 | 31.3 | 16 | [71 empty] | 159
USA | CA | ARCATA AIRPORT | 46.9 | 46.22 | 48 | 49.64 | 50.7 | 54.14 | 56.48 | 56.12 | 56.5 | 52.34 | 50.7 | 47.8 | 41 | [71 empty] | 160
USA | CA | BAKERSFIELD MEADOWS FIELD | 47.8 | 51.62 | 56.5 | 64.22 | 70.3 | 79.16 | 81.32 | 81.32 | 77 | 69.26 | 56.1 | 48.2 | 44 | [71 empty] | 161
USA | CA | BEALE AFB | 46.9 | 50.18 | 57.4 | 58.82 | 66.7 | 75.38 | 82.94 | 77.54 | 74.5 | 64.4 | 48.7 | 43.3 | 33 | [71 empty] | 162
USA | CA | BISHOP AIRPORT | 39.4 | 42.26 | 46.4 | 57.56 | 66 | 73.4 | 80.24 | 78.26 | 69.1 | 55.58 | 45.7 | 38.8 | 34 | [71 empty] | 163
USA | CA | BLUE CANYON AP | 37.4 | 37.4 | 36.5 | 47.3 | 52.3 | 64.04 | 69.08 | 68.54 | 63.9 | 58.64 | 46 | 40.6 | 24 | [71 empty] | 164
USA | CA | BLYTHE RIVERSIDE CO ARPT | 55.9 | 60.98 | 66 | 77.72 | 82.8 | 92.3 | 95.54 | 97.7 | 86 | 72.32 | 63.9 | 55.9 | 50 | [71 empty] | 165
USA | CA | BURBANK-GLENDALE-PASADENA AP | 55.2 | 54.32 | 58.1 | 63.5 | 66.6 | 68.18 | 73.04 | 74.3 | 78.4 | 62.6 | 59.7 | 54.7 | 49 | [71 empty] | 166
USA | CA | CAMARILLO (AWOS) | 51.3 | 53.78 | 54.3 | 59.72 | 63.3 | 64.94 | 64.4 | 69.44 | 63 | 60.26 | 60.4 | 55.8 | 45 | [71 empty] | 167
USA | CA | CAMP PENDLETON MCAS | 52.7 | 53.42 | 55.6 | 57.2 | 63.5 | 64.58 | 68.36 | 67.46 | 68.9 | 61.88 | 53.8 | 54.1 | 49 | [71 empty] | 168
USA | CA | CARLSBAD/PALOMAR | 55.9 | 56.48 | 57.4 | 56.84 | 59.9 | 62.96 | 66.56 | 67.1 | 65.7 | 61.34 | 57 | 56.1 | 51 | [71 empty] | 169
USA | CA | CHINO AIRPORT | 52.7 | 54.14 | 56.3 | 61.34 | 65.1 | 68.72 | 73.4 | 74.66 | 73.2 | 63.5 | 57.4 | 53.1 | 47 | [71 empty] | 170
USA | CA | CHULA VISTA BROWN FIELD NAAS | 55.8 | 55.94 | 54.7 | 59.54 | 60.1 | 63.86 | 66.92 | 67.46 | 65.3 | 65.84 | 57.7 | 56.5 | 50 | [71 empty] | 171
USA | CA | CONCORD CONCORD-BUCHANAN FIEL | 47.5 | 49.1 | 50.9 | 57.2 | 64 | 67.64 | 68.18 | 69.26 | 68.5 | 61.88 | 55.2 | 48.2 | 45 | [71 empty] | 172
USA | CA | CRESCENT CITY FAA AI | 47.8 | 48.02 | 49.3 | 49.64 | 52 | 53.24 | 55.76 | 56.3 | 56.5 | 52.52 | 50 | 46.9 | 43 | [71 empty] | 173
USA | CA | DAGGETT BARSTOW-DAGGETT AP | 45.1 | 52.52 | 59.9 | 66.38 | 73.4 | 84.02 | 90.68 | 87.08 | 77.4 | 68.72 | 56.3 | 46.8 | 41 | [71 empty] | 174
USA | CA | EDWARDS AFB | 47.7 | 45.32 | 47.7 | 55.4 | 70.2 | 73.04 | 81.14 | 82.76 | 73.8 | 60.8 | 47.8 | 43 | 36 | [71 empty] | 175
USA | CA | FRESNO YOSEMITE INTL AP | 46.8 | 50.72 | 55.2 | 62.42 | 71.1 | 78.26 | 83.48 | 80.78 | 75.4 | 67.64 | 52.3 | 45.7 | 38 | [71 empty] | 176
USA | CA | FULLERTON MUNICIPAL | 56.1 | 58.1 | 55.2 | 59.9 | 65.8 | 67.28 | 73.76 | 74.3 | 73.9 | 64.04 | 59.2 | 56.8 | 52 | [71 empty] | 177
USA | CA | HAYWARD AIR TERM | 48.4 | 51.8 | 59.2 | 55.94 | 60.1 | 62.06 | 63.86 | 66.56 | 65.1 | 62.24 | 56.7 | 50.9 | 41 | [71 empty] | 178
USA | CA | IMPERIAL | 56.5 | 57.74 | 66 | 73.58 | 80.2 | 89.24 | 92.3 | 91.4 | 88.7 | 73.22 | 63.9 | 55 | 53 | [71 empty] | 179
USA | CA | JACK NORTHROP FLD H | 56.3 | 57.92 | 57.9 | 58.46 | 61.3 | 66.02 | 69.08 | 68 | 68 | 63.68 | 63 | 57.4 | 52 | [71 empty] | 180
USA | CA | LANCASTER GEN WM FOX FIELD | 43.2 | 45.86 | 55.9 | 60.62 | 70.5 | 77.72 | 79.7 | 81.86 | 75.2 | 61.16 | 51.6 | 44.1 | 36 | [71 empty] | 181
USA | CA | LEMOORE REEVES NAS | 43.7 | 50.18 | 54.7 | 62.78 | 70 | 76.1 | 81.32 | 77.72 | 73.6 | 61.7 | 51.8 | 45.5 | 35 | [71 empty] | 182
USA | CA | LIVERMORE MUNICIPAL | 43.7 | 48.02 | 54.7 | 54.5 | 60.6 | 65.66 | 68 | 69.98 | 66.4 | 58.64 | 51.1 | 47.7 | 39 | [71 empty] | 183
USA | CA | LOMPOC (AWOS) | 49.6 | 53.6 | 51.8 | 54.5 | 54.5 | 55.04 | 60.26 | 60.98 | 60.3 | 56.3 | 55.8 | 50.9 | 39 | [71 empty] | 184
USA | CA | LONG BEACH DAUGHERTY FLD | 56.3 | 56.84 | 58.6 | 61.88 | 64.2 | 67.64 | 70.52 | 70.34 | 72 | 65.84 | 61.2 | 56.1 | 49 | [71 empty] | 185
USA | CA | LOS ANGELES INTL ARPT | 56.7 | 57.56 | 58.3 | 60.44 | 62.6 | 64.76 | 67.82 | 68 | 67.6 | 64.58 | 61.2 | 57.7 | 52 | [71 empty] | 186
USA | CA | MARCH AFB | 48.9 | 57.56 | 56.3 | 54.86 | 67.6 | 73.58 | 75.56 | 75.92 | 73.8 | 69.44 | 51.3 | 51.3 | 42 | [71 empty] | 187
USA | CA | MERCED/MACREADY FLD | 45.9 | 51.8 | 58.5 | 62.96 | 66.6 | 74.66 | 78.98 | 76.64 | 69.3 | 61.88 | 52.9 | 47.5 | 41 | [71 empty] | 188
USA | CA | MODESTO CITY-COUNTY AP | 46 | 52.7 | 56.5 | 63.68 | 67.1 | 73.58 | 76.46 | 76.64 | 71.8 | 63.5 | 52.9 | 47.8 | 41 | [71 empty] | 189
USA | CA | MONTAGUE SISKIYOU COUNTY AP | 36.5 | 38.84 | 43.7 | 50.18 | 56.3 | 64.22 | 71.96 | 72.5 | 64.4 | 50.9 | 44.8 | 34.2 | 28 | [71 empty] | 190
USA | CA | MONTEREY NAF | 50.9 | 50.36 | 55.8 | 52.52 | 55.4 | 58.28 | 58.64 | 59.54 | 61.7 | 58.82 | 53.4 | 51.4 | 47 | [71 empty] | 191
USA | CA | MOUNTAIN VIEW MOFFETT FLD NAS | 48.6 | 51.26 | 57.6 | 55.58 | 57.2 | 63.86 | 64.4 | 66.2 | 71.8 | 61.34 | 54 | 50.9 | 44 | [71 empty] | 192
USA | CA | NAPA CO. AIRPORT | 45.3 | 50.18 | 53.1 | 53.42 | 60.1 | 63.5 | 63.32 | 65.3 | 61 | 57.2 | 50.9 | 48.9 | 44 | [71 empty] | 193
USA | CA | NEEDLES AIRPORT | 54.5 | 56.66 | 65.1 | 75.38 | 84.2 | 94.64 | 97.7 | 97.16 | 85.5 | 74.66 | 61.5 | 55.9 | 47 | [71 empty] | 194
USA | CA | OAKLAND METROPOLITAN ARPT | 52 | 50 | 54.3 | 57.02 | 59.4 | 61.34 | 61.16 | 62.6 | 63.1 | 58.46 | 55.4 | 50 | 46 | [71 empty] | 195
USA | CA | OXNARD AIRPORT | 52.3 | 55.22 | 58.6 | 55.76 | 60.4 | 63.14 | 64.22 | 62.42 | 69.1 | 60.98 | 57.9 | 55.4 | 51 | [71 empty] | 196
USA | CA | PALM SPRINGS INTL | 57.7 | 59.54 | 67.1 | 73.94 | 81.7 | 89.24 | 94.28 | 94.1 | 85.6 | 73.4 | 66.6 | 59.4 | 52 | [71 empty] | 197
USA | CA | PALM SPRINGS THERMAL AP | 53.8 | 56.48 | 66 | 72.86 | 80.8 | 88.7 | 92.12 | 91.58 | 87.4 | 70.16 | 62.6 | 53.6 | 47 | [71 empty] | 198
USA | CA | PALMDALE AIRPORT | 43.9 | 47.3 | 51.6 | 61.88 | 70.3 | 77.36 | 82.22 | 81.32 | 76.3 | 61.7 | 49.6 | 44.8 | 37 | [71 empty] | 199
USA | CA | PASO ROBLES MUNICIPAL ARPT | 45.9 | 47.3 | 53.4 | 58.46 | 63.1 | 67.64 | 69.8 | 70.34 | 67.1 | 59.72 | 52.7 | 48 | 41 | [71 empty] | 200
USA | CA | POINT MUGU NF | 53.6 | 54.32 | 54.3 | 55.22 | 59.9 | 61.52 | 64.22 | 63.32 | 65.1 | 61.34 | 56.5 | 55.4 | 50 | [71 empty] | 201
USA | CA | PORTERVILLE (AWOS) | 48.4 | 48.02 | 55 | 55.76 | 69.4 | 76.82 | 78.44 | 79.88 | 71.8 | 61.52 | 54.9 | 49.1 | 40 | [71 empty] | 202
USA | CA | RED BLUFF MUNICIPAL ARPT | 45 | 47.12 | 49.5 | 56.84 | 68.2 | 78.08 | 83.12 | 78.8 | 76.1 | 62.78 | 52.9 | 47.3 | 41 | [71 empty] | 203
USA | CA | REDDING MUNICIPAL ARPT | 46.2 | 46.4 | 54.3 | 57.02 | 66.2 | 77.72 | 81.5 | 79.88 | 75 | 62.6 | 52.2 | 48.2 | 40 | [71 empty] | 204
USA | CA | RIVERSIDE MUNI | 54.7 | 55.04 | 57.4 | 57.38 | 66.7 | 69.62 | 75.02 | 75.92 | 73.4 | 62.78 | 59 | 53.2 | 47 | [71 empty] | 205
USA | CA | SACRAMENTO EXECUTIVE ARPT | 47.3 | 50.54 | 53.6 | 57.56 | 65.1 | 69.98 | 74.3 | 72.5 | 69.8 | 62.24 | 50.9 | 45.5 | 42 | [71 empty] | 206
USA | CA | SACRAMENTO METROPOLITAN AP | 45.9 | 47.3 | 56.8 | 61.34 | 64.8 | 73.4 | 74.84 | 73.58 | 70 | 60.44 | 52.5 | 45.9 | 41 | [71 empty] | 207
USA | CA | SALINAS MUNICIPAL AP | 50.5 | 53.6 | 50.9 | 54.14 | 57.4 | 60.62 | 60.26 | 61.88 | 63.1 | 57.74 | 52.7 | 50.9 | 46 | [71 empty] | 208
USA | CA | SAN DIEGO LINDBERGH FIELD | 57.2 | 59 | 59.7 | 62.96 | 63 | 67.1 | 68.9 | 71.78 | 70.9 | 65.48 | 62.6 | 57.6 | 54 | [71 empty] | 209
USA | CA | SAN DIEGO MIRAMAR NAS | 54.1 | 53.78 | 54.5 | 56.66 | 60.6 | 64.76 | 69.08 | 72.86 | 68.2 | 65.66 | 57.7 | 54.1 | 52 | [71 empty] | 210
USA | CA | SAN DIEGO NORTH ISLAND NAS | 55.4 | 57.56 | 57.6 | 59.54 | 61.2 | 64.04 | 68 | 68.18 | 67.1 | 65.84 | 59.4 | 56.5 | 51 | [71 empty] | 211
USA | CA | SAN DIEGO/MONTGOMER | 56.1 | 56.66 | 58.3 | 58.1 | 61 | 64.4 | 68.36 | 69.62 | 72.1 | 63.14 | 57.4 | 55.4 | 50 | [71 empty] | 212
USA | CA | SAN FRANCISCO INTL AP | 49.3 | 52.34 | 54.9 | 56.66 | 59 | 59.54 | 60.62 | 61.88 | 62.1 | 59.18 | 55 | 51.3 | 47 | [71 empty] | 213
USA | CA | SAN JOSE INTL AP | 48.7 | 49.82 | 57.6 | 56.3 | 61.7 | 64.94 | 65.3 | 67.64 | 64.8 | 63.14 | 54 | 50.7 | 46 | [71 empty] | 214
USA | CA | SAN LUIS CO RGNL | 50.9 | 51.26 | 56.7 | 56.84 | 58.5 | 61.52 | 62.24 | 62.06 | 64.8 | 59.72 | 54.1 | 52.7 | 47 | [71 empty] | 215
USA | CA | SANDBERG | 45 | 46.94 | 47.5 | 53.24 | 57.7 | 67.82 | 73.76 | 76.64 | 69.1 | 56.84 | 50.9 | 43.7 | 33 | [71 empty] | 216
USA | CA | SANTA BARBARA MUNICIPAL AP | 52.5 | 52.88 | 57.6 | 58.64 | 57.9 | 61.88 | 63.86 | 65.3 | 65.5 | 59.72 | 55.2 | 51.3 | 48 | [71 empty] | 217
USA | CA | SANTA MARIA PUBLIC ARPT | 50.5 | 50.9 | 51.8 | 55.4 | 57 | 58.82 | 61.88 | 61.16 | 60.8 | 58.28 | 53.8 | 52 | 46 | [71 empty] | 218
USA | CA | SANTA MONICA MUNI | 55.8 | 57.38 | 57.2 | 57.74 | 61.7 | 64.58 | 68.9 | 68.18 | 68.4 | 62.42 | 62.6 | 58.1 | 52 | [71 empty] | 219
USA | CA | SANTA ROSA (AWOS) | 47.1 | 51.26 | 51.6 | 55.76 | 61 | 64.94 | 62.78 | 65.48 | 65.1 | 56.66 | 50.5 | 48 | 40 | [71 empty] | 220
USA | CA | STOCKTON METROPOLITAN ARPT | 45.9 | 48.38 | 58.3 | 60.62 | 65.1 | 74.3 | 74.3 | 74.66 | 71.2 | 61.7 | 52.5 | 45.1 | 40 | [71 empty] | 221
USA | CA | TRAVIS FIELD AFB | 45.1 | 50 | 52.9 | 60.8 | 69.6 | 68.9 | 73.4 | 70.52 | 72 | 64.04 | 48.4 | 46 | 42 | [71 empty] | 222
USA | CA | TRUCKEE-TAHOE | 29.1 | 32 | 32.7 | 37.04 | 48.6 | 52.88 | 65.3 | 60.26 | 56.1 | 42.44 | 34.9 | 28.4 | 5 | [71 empty] | 223
USA | CA | UKIAH MUNICIPAL AP | 45 | 49.46 | 49.8 | 56.48 | 60.3 | 67.1 | 72.32 | 71.78 | 67.6 | 57.92 | 50.9 | 45.3 | 39 | [71 empty] | 224
USA | CA | VAN NUYS AIRPORT | 55.9 | 55.94 | 57.9 | 64.04 | 66.7 | 69.08 | 73.76 | 75.02 | 75.4 | 62.96 | 59.9 | 57.4 | 50 | [71 empty] | 225
USA | CA | VISALIA MUNI (AWOS) | 43.5 | 48.2 | 55.2 | 62.42 | 68.9 | 73.58 | 81.86 | 77.18 | 71.1 | 60.8 | 46 | 40.5 | 30 | [71 empty] | 226
USA | CA | YUBA CO | 44.4 | 51.62 | 55.4 | 61.88 | 67.1 | 74.3 | 77.36 | 75.38 | 73 | 62.42 | 49.8 | 46.2 | 40 | [71 empty] | 227
USA | CO | AKRON WASHINGTON CO AP | 25.3 | 27.14 | 44.4 | 48.02 | 57 | 67.28 | 76.28 | 69.98 | 61 | 48.56 | 40.8 | 32.4 | 16 | [71 empty] | 228
USA | CO | ALAMOSA SAN LUIS VALLEY RGNL | 12.4 | 23.36 | 34.5 | 43.34 | 51.1 | 61.7 | 64.04 | 61.7 | 55.4 | 44.42 | 26.8 | 18.1 | -1 | [71 empty] | 229
USA | CO | ASPEN PITKIN CO SAR | 23.5 | 22.82 | 32.4 | 43.7 | 50.9 | 59.18 | 64.04 | 62.24 | 50.4 | 42.8 | 30.6 | 22.6 | 9 | [71 empty] | 230
USA | CO | AURORA BUCKLEY FIELD ANGB | 33.4 | 31.64 | 40.6 | 42.98 | 56.7 | 71.96 | 72.86 | 71.06 | 65.3 | 44.78 | 37.4 | 30.2 | -1 | [71 empty] | 231
Colombia | CO | BARRANQUILLA | [12 empty] | 80 | [71 empty] | 232 | bar: Average Ambient Temp (F) Jan to Average Ambient Temp (F) Dec
USA | CO | BROOMFIELD/JEFFCO [BOULDER - SURFRAD] | 31.6 | 33.08 | 40.8 | 49.64 | 57 | 66.2 | 73.4 | 71.06 | 62.2 | 50.9 | 40.3 | 29.1 | 9 | [71 empty] | 233
Colombia | CO | CALI | [12 empty] | 72 | [71 empty] | 234 | bar: Average Ambient Temp (F) Jan to Average Ambient Temp (F) Dec
Colombia | CO | CARTAGENA | [12 empty] | 80 | [71 empty] | 235 | bar: Average Ambient Temp (F) Jan to Average Ambient Temp (F) Dec
USA | CO | COLORADO SPRINGS MUNI AP | 27.68 | 31.82 | 40.46 | 48.2 | 57.56 | 66.74 | 71.24 | 67.28 | 60.44 | 49.82 | 38.12 | 32.54 | 15 | [71 empty] | 236
Colombia | CO | CORTEZ/MONTEZUMA | 30 | 33.08 | 40.5 | 50.72 | 59.9 | 68.72 | 73.22 | 68.72 | 63 | 48.92 | 35.6 | 28.6 | 18.7 | [71 empty] | 237
USA | CO | CRAIG-MOFFAT | 8.8 | 24.98 | 25.5 | 44.78 | 52.3 | 60.44 | 65.48 | 64.22 | 59.9 | 39.56 | 32.2 | 21.6 | 2 | [71 empty] | 238
USA | CO | DENVER INTL AP | 33.4 | 31.82 | 43 | 42.44 | 59.9 | 73.58 | 72.14 | 72.68 | 66.6 | 50 | 37.2 | 34.5 | 22 | [71 empty] | 239
USA | CO | DENVER/CENTENNIAL [GOLDEN - NREL] | 34 | 29.66 | 37.8 | 47.12 | 55.6 | 65.84 | 69.44 | 70.7 | 62.6 | 48.92 | 36.7 | 35.2 | 11 | [71 empty] | 240
USA | CO | DURANGO/LA PLATA CO | 23.7 | 26.78 | 37.2 | 45.86 | 51.6 | 64.94 | 69.98 | 68.54 | 60.8 | 49.28 | 34.3 | 24.6 | 9 | [71 empty] | 241
USA | CO | EAGLE COUNTY AP | 16.9 | 25.34 | 34.3 | 44.24 | 52.2 | 62.42 | 66.92 | 63.68 | 54.9 | 44.42 | 32.7 | 19.8 | -1 | [71 empty] | 242
USA | CO | FORT COLLINS (AWOS) | 23.9 | 31.28 | 38.5 | 43.88 | 57.2 | 61.7 | 72.68 | 69.26 | 59.2 | 43.34 | 34 | 27.5 | -4 | [71 empty] | 243
USA | CO | GRAND JUNCTION WALKER FIELD | 28.2 | 34.16 | 43.9 | 53.24 | 63.1 | 74.48 | 78.8 | 75.92 | 67.8 | 54.68 | 39 | 29.8 | 19 | [71 empty] | 244
USA | CO | GREELEY/WELD (AWOS) | 27.1 | 28.94 | 37.8 | 41 | 57 | 66.56 | 67.28 | 69.26 | 62.2 | 46.04 | 32.2 | 28.8 | -6 | [71 empty] | 245
USA | CO | GUNNISON CO. (AWOS) | 15.6 | 21.92 | 35.1 | 39.56 | 50 | 59.18 | 62.06 | 59.9 | 50.4 | 41.54 | 27.5 | 10.8 | 1 | [71 empty] | 246
USA | CO | HAYDEN/YAMPA (AWOS) | 21.6 | 25.52 | 29.5 | 42.44 | 51.1 | 57.92 | 69.26 | 65.12 | 57.4 | 41.72 | 32.2 | 21.2 | 5 | [71 empty] | 247
USA | CO | LA JUNTA MUNICIPAL AP | 34 | 34.16 | 43.9 | 52.34 | 61.3 | 73.4 | 79.88 | 76.82 | 65.3 | 54.5 | 44.4 | 25.9 | 20 | [71 empty] | 248
USA | CO | LAMAR MUNICIPAL | 30.7 | 37.04 | 38.1 | 45.86 | 62.4 | 72.32 | 77.9 | 76.46 | 71.2 | 47.84 | 38.8 | 31.6 | 17 | [71 empty] | 249
USA | CO | LEADVILLE/LAKE CO. | 19.2 | 19.22 | 29.3 | 38.3 | 43 | 51.98 | 56.3 | 54.86 | 48.7 | 36.5 | 25.7 | 18.7 | 3 | [71 empty] | 250
USA | CO | LIMON | 28 | 35.96 | 36.7 | 42.08 | 56.8 | 65.3 | 68.18 | 68.72 | 61.7 | 47.12 | 33.6 | 25.7 | 8 | [71 empty] | 251
USA | CO | MONTROSE CO. ARPT | 25.5 | 34.88 | 38.8 | 45.14 | 60.3 | 71.06 | 71.6 | 71.6 | 66 | 51.08 | 39.2 | 27.7 | 15 | [71 empty] | 252
USA | CO | PUEBLO MEMORIAL AP | 29.3 | 33.08 | 45.1 | 54.68 | 59.5 | 71.96 | 75.92 | 73.4 | 68 | 52.88 | 39 | 32.2 | 13 | [71 empty] | 253
USA | CO | RIFLE/GARFIELD RGNL | 22.8 | 34.7 | 43 | 52.34 | 58.6 | 67.82 | 72.5 | 71.96 | 65.1 | 49.46 | 36.5 | 25.7 | 6 | [71 empty] | 254
USA | CO | TRINIDAD LAS ANIMAS COUNTY AP | 32.4 | 36.14 | 42.1 | 47.3 | 62.4 | 67.64 | 73.4 | 71.6 | 64.9 | 52.7 | 43.2 | 31.3 | 6 | [71 empty] | 255
USA | CT | BRIDGEPORT SIKORSKY MEMORIAL | 26.8 | 31.46 | 38.1 | 48.74 | 57.9 | 68.36 | 73.22 | 72.68 | 66.7 | 55.4 | 46.8 | 36.3 | 17 | [71 empty] | 256
USA | CT | DANBURY MUNICIPAL | 25.3 | 23.18 | 39.7 | 50 | 53.4 | 68.36 | 72.86 | 67.82 | 60.4 | 52.7 | 45.7 | 37.2 | 10 | [71 empty] | 257
USA | CT | GROTON NEW LONDON AP | 28.4 | 34.52 | 40.6 | 46.22 | 56.8 | 64.94 | 66.56 | 70.52 | 63.9 | 54.68 | 43.9 | 37.6 | 14 | [71 empty] | 258
USA | CT | HARTFORD BRADLEY INTL AP | 28 | 29.12 | 39.9 | 50 | 60.4 | 67.28 | 74.12 | 70.7 | 63.1 | 51.8 | 43.5 | 29.1 | 18 | [71 empty] | 259
USA | CT | HARTFORD BRAINARD FD | 25.9 | 30.2 | 40.8 | 50.72 | 60.1 | 68.72 | 70.34 | 69.62 | 64.4 | 52.7 | 47.5 | 37.4 | 11 | [71 empty] | 260
USA | CT | NEW HAVEN TWEED AIRPORT | 28.4 | 38.3 | 37.9 | 49.1 | 56.3 | 66.56 | 71.24 | 73.04 | 66.2 | 52.7 | 48.7 | 33.1 | 13 | [71 empty] | 261
USA | CT | OXFORD (AWOS) | 24.6 | 30.92 | 32.4 | 45.5 | 55.9 | 64.04 | 72.32 | 70.16 | 62.6 | 51.44 | 45 | 32.4 | 9 | [71 empty] | 262
USA | DE | DOVER AFB | 33.4 | 35.24 | 39.4 | 52.52 | 60.4 | 73.04 | 76.82 | 71.96 | 66.7 | 57.74 | 41.7 | 39 | 15 | [71 empty] | 263
USA | DE | WILMINGTON NEW CASTLE CNTY AP | 28 | 36.14 | 44.8 | 53.42 | 63.3 | 72.5 | 76.28 | 74.84 | 65.8 | 54.5 | 45.3 | 33.3 | 14 | [71 empty] | 264
USA | FL | CRESTVIEW BOB SIKES AP | 51.1 | 55.4 | 55.6 | 64.76 | 72.3 | 76.64 | 80.06 | 78.8 | 76.6 | 70.34 | 61.2 | 52.9 | 32 | [71 empty] | 265
USA | FL | DAYTONA BEACH INTL AP | 56.3 | 60.44 | 65.7 | 69.44 | 74.8 | 79.34 | 79.88 | 80.42 | 78.4 | 72.14 | 66.6 | 59.5 | 44 | [71 empty] | 266
USA | FL | FORT LAUDERDALE | 66.7 | 66.74 | 73.8 | 73.76 | 79.7 | 80.06 | 84.02 | 79.88 | 80.4 | 77.36 | 73.8 | 67.3 | 51 | [71 empty] | 267
USA | FL | FORT LAUDERDALE HOLLYWOOD INT | 68.9 | 69.26 | 71.6 | 77.54 | 79.5 | 82.58 | 84.74 | 82.76 | 80.6 | 79.16 | 74.1 | 67.8 | 58 | [71 empty] | 268
USA | FL | FORT MYERS PAGE FIELD | 65.7 | 66.02 | 70.3 | 73.04 | 79.7 | 81.68 | 81.14 | 81.5 | 79.7 | 77.72 | 74.3 | 66.7 | 51 | [71 empty] | 269
USA | FL | GAINESVILLE REGIONAL AP | 52.5 | 58.64 | 63.1 | 68.36 | 76.1 | 77.36 | 79.7 | 80.6 | 76.5 | 70.34 | 60.1 | 53.6 | 42 | [71 empty] | 270
USA | FL | HOMESTEAD AFB | 60.8 | 64.58 | 73.9 | 71.78 | 80.8 | 81.32 | 83.48 | 82.22 | 81.3 | 78.8 | 72.9 | 68.4 | 55 | [71 empty] | 271
USA | FL | JACKSONVILLE INTL ARPT | 51.1 | 56.12 | 62.6 | 67.82 | 73.2 | 78.62 | 80.78 | 79.34 | 77.5 | 67.1 | 63.7 | 55.2 | 42 | [71 empty] | 272
USA | FL | JACKSONVILLE NAS | 56.8 | 58.1 | 66.6 | 71.42 | 75.7 | 81.14 | 81.5 | 80.6 | 76.6 | 70.34 | 61.7 | 55.6 | 43 | [71 empty] | 273
USA | FL | JACKSONVILLE/CRAIG | 56.5 | 58.82 | 62.6 | 66.2 | 76.3 | 78.62 | 82.4 | 78.08 | 74.8 | 69.98 | 65.8 | 56.3 | 44 | [71 empty] | 274
USA | FL | KEY WEST INTL ARPT | 67.5 | 71.42 | 74.3 | 76.82 | 80.2 | 83.3 | 84.92 | 84.74 | 83.5 | 80.42 | 77.2 | 71.4 | 62 | [71 empty] | 275
USA | FL | KEY WEST NAS | 67.6 | 70.52 | 73.9 | 76.1 | 82 | 83.3 | 83.84 | 84.56 | 83.1 | 81.14 | 75.2 | 70.3 | 64 | [71 empty] | 276
USA | FL | MACDILL AFB | 56.5 | 59.9 | 62.8 | 70.16 | 80.4 | 81.68 | 82.22 | 81.32 | 79.2 | 75.56 | 66 | 60.3 | 48 | [71 empty] | 277
USA | FL | MARATHON AIRPORT | 71.2 | 66.56 | 78.6 | 78.62 | 81 | 83.12 | 85.46 | 87.98 | 83.1 | 81.68 | 77.5 | 70 | 59 | [71 empty] | 278
USA | FL | MAYPORT NS | 55 | 57.2 | 64 | 68.18 | 77 | 78.62 | 80.96 | 80.42 | 79.3 | 71.24 | 65.8 | 55 | 49 | [71 empty] | 279
USA | FL | MELBOURNE REGIONAL AP | 65.7 | 63.32 | 69.1 | 73.58 | 76.5 | 78.08 | 80.06 | 80.42 | 80.1 | 74.84 | 67.3 | 63.5 | 51 | [71 empty] | 280
USA | FL | MIAMI INTL AP | 66.9 | 69.62 | 70.9 | 75.38 | 79.5 | 81.86 | 82.58 | 82.4 | 81.5 | 79.34 | 74.5 | 68.5 | 61 | [71 empty] | 281
USA | FL | MIAMI/KENDALL-TAMIA | 65.5 | 68.18 | 68.2 | 74.66 | 77.7 | 78.44 | 80.78 | 80.96 | 78.6 | 75.38 | 71.4 | 64.8 | 57 | [71 empty] | 282
USA | FL | MIAMI/OPA LOCKA | 66.9 | 68 | 70.3 | 70.34 | 79 | 79.7 | 83.48 | 83.84 | 82.4 | 78.26 | 72.1 | 67.6 | 58 | [71 empty] | 283
USA | FL | NAPLES MUNICIPAL | 64.2 | 64.94 | 70 | 71.6 | 77.9 | 79.88 | 81.5 | 81.5 | 77.9 | 75.2 | 69.8 | 63.3 | 55 | [71 empty] | 284
USA | FL | NASA SHUTTLE FCLTY | 53.2 | 60.08 | 65.5 | 69.62 | 75.4 | 78.8 | 82.4 | 79.16 | 79.5 | 73.04 | 70.9 | 64 | 47 | [71 empty] | 285
USA | FL | OCALA MUNI (AWOS) | 58.3 | 57.74 | 67.5 | 68.9 | 73.6 | 79.16 | 79.7 | 78.98 | 77.5 | 71.06 | 59.9 | 51.1 | 37 | [71 empty] | 286
USA | FL | ORLANDO EXECUTIVE AP | 56.1 | 62.42 | 68.4 | 73.04 | 77.5 | 79.88 | 81.68 | 80.24 | 80.2 | 77.36 | 65.8 | 59.4 | 45 | [71 empty] | 287
USA | FL | ORLANDO INTL ARPT | 58.3 | 63.32 | 65.8 | 70.88 | 76.3 | 79.7 | 80.42 | 79.16 | 79 | 73.58 | 68.2 | 61.5 | 50 | [71 empty] | 288
USA | FL | ORLANDO SANFORD AIRPORT | 62.2 | 60.98 | 60.8 | 69.8 | 75.4 | 79.88 | 84.02 | 80.24 | 77.7 | 74.12 | 64.8 | 60.8 | 46 | [71 empty] | 289
USA | FL | PANAMA CITY BAY CO | 56.1 | 58.64 | 59.7 | 65.48 | 77 | 80.42 | 82.94 | 82.76 | 78.4 | 69.62 | 65.3 | 52.3 | 37 | [71 empty] | 290
USA | FL | PENSACOLA FOREST SHERMAN NAS | 50.4 | 51.26 | 62.1 | 69.26 | 76.5 | 80.6 | 80.96 | 79.88 | 79.3 | 67.82 | 59.4 | 54 | 43 | [71 empty] | 291
USA | FL | PENSACOLA REGIONAL AP | 52.9 | 57.02 | 61.5 | 68.36 | 76.5 | 79.7 | 81.14 | 80.42 | 77 | 70.34 | 64 | 56.1 | 39 | [71 empty] | 292
USA | FL | SARASOTA BRADENTON | 54.7 | 61.7 | 69.3 | 69.08 | 77 | 78.8 | 80.78 | 80.42 | 79.3 | 78.08 | 69.6 | 64.9 | 50 | [71 empty] | 293
USA | FL | SOUTHWEST FLORIDA I | 63.3 | 68.18 | 68.4 | 72.86 | 74.7 | 78.98 | 80.06 | 80.42 | 81 | 74.12 | 67.6 | 63.3 | 56 | [71 empty] | 294
USA | FL | ST LUCIE CO INTL | 56.8 | 65.12 | 65.5 | 70.52 | 75.6 | 77.9 | 79.34 | 80.6 | 76.1 | 73.04 | 67.5 | 63 | 48 | [71 empty] | 295
USA | FL | ST PETERSBURG ALBERT WHITTED | 61.7 | 62.96 | 62.8 | 71.06 | 79.2 | 82.04 | 83.12 | 82.94 | 83.1 | 78.98 | 68.2 | 66.6 | 50 | [71 empty] | 296
USA | FL | ST PETERSBURG CLEAR | 54.1 | 60.26 | 63 | 71.78 | 78.8 | 80.78 | 83.3 | 81.68 | 81.1 | 77.18 | 70 | 63.1 | 48 | [71 empty] | 297
USA | FL | TALLAHASSEE REGIONAL AP [ISIS] | 50.4 | 54.68 | 62.4 | 66.92 | 72.7 | 78.62 | 80.96 | 80.06 | 75.7 | 66.56 | 61.5 | 51.1 | 41 | [71 empty] | 298
USA | FL | TAMPA INTERNATIONAL AP | 59 | 61.16 | 67.8 | 72.32 | 77.7 | 80.6 | 82.22 | 81.14 | 80.6 | 73.58 | 68.2 | 60.6 | 48 | [71 empty] | 299
USA | FL | TYNDALL AFB | 49.6 | 53.78 | 55.9 | 63.86 | 72.9 | 78.62 | 80.24 | 78.98 | 76.5 | 69.08 | 57.7 | 51.4 | 32 | [71 empty] | 300
USA | FL | VALPARAISO EGLIN AFB | 47.8 | 53.24 | 55 | 63.14 | 75.6 | 79.7 | 81.14 | 79.34 | 76.3 | 67.64 | 60.1 | 48.4 | 31 | [71 empty] | 301
USA | FL | VALPARAISO HURLBURT | 49.1 | 53.96 | 55.9 | 68.18 | 77 | 79.34 | 81.86 | 80.06 | 77.2 | 66.92 | 58.6 | 51.1 | 32 | [71 empty] | 302
USA | FL | VERO BEACH MUNICIPAL ARPT | 64.9 | 65.12 | 69.1 | 75.2 | 77.7 | 78.44 | 80.78 | 79.88 | 79.3 | 76.64 | 68.9 | 65.5 | 56 | [71 empty] | 303
USA | FL | WHITING FIELD NAAS | 52.5 | 53.78 | 55.8 | 65.48 | 73.4 | 78.8 | 79.52 | 80.06 | 75.2 | 66.02 | 62.2 | 50.2 | 33 | [71 empty] | 304
USA | GA | ALBANY DOUGHERTY COUNTY AP | 52 | 54.86 | 57.4 | 64.76 | 73 | 79.16 | 81.14 | 78.44 | 77 | 70.16 | 58.8 | 48.9 | 39 | [71 empty] | 305
USA | GA | ALMA BACON COUNTY AP | 46.8 | 53.06 | 56.7 | 64.94 | 75.6 | 77.18 | 80.42 | 80.78 | 74.5 | 64.22 | 56.5 | 46.2 | 33 | [71 empty] | 306
USA | GA | ATHENS BEN EPPS AP | 38.7 | 48.92 | 56.3 | 63.5 | 69.1 | 76.82 | 79.16 | 77 | 70.7 | 61.16 | 54.5 | 45.7 | 29 | [71 empty] | 307
USA | GA | ATLANTA HARTSFIELD INTL AP | 39.2 | 46.22 | 56.8 | 62.96 | 69.4 | 76.64 | 78.98 | 79.7 | 72.5 | 60.8 | 53.4 | 45.9 | 28 | [71 empty] | 308
USA | GA | AUGUSTA BUSH FIELD | 44.2 | 48.02 | 56.1 | 63.14 | 71.6 | 78.62 | 80.42 | 79.34 | 74.3 | 60.08 | 55.8 | 45.7 | 33 | [71 empty] | 309
USA | GA | BRUNSWICK GOLDEN IS | 46.6 | 54.14 | 54.5 | 64.22 | 78.1 | 79.52 | 82.04 | 79.52 | 75.6 | 65.84 | 56.5 | 51.3 | 35 | [71 empty] | 310
USA | GA | BRUNSWICK MALCOLM MCKINNON AP | 53.2 | 56.66 | 60.6 | 69.26 | 75.9 | 75.56 | 81.5 | 79.16 | 77.9 | 71.78 | 62.6 | 54.9 | 39 | [71 empty] | 311
USA | GA | COLUMBUS METROPOLITAN ARPT | 45 | 50 | 59.2 | 65.3 | 71.4 | 79.88 | 82.22 | 81.32 | 77.2 | 63.86 | 59 | 49.3 | 36 | [71 empty] | 312
USA | GA | DEKALB PEACHTREE | 38.3 | 47.66 | 49.5 | 61.16 | 70.5 | 73.58 | 76.1 | 80.96 | 74.1 | 58.64 | 49.5 | 42.3 | 22 | [71 empty] | 313
USA | GA | FORT BENNING LAWSON | 42.4 | 48.74 | 51.6 | 60.26 | 75 | 75.56 | 77.54 | 76.64 | 72.1 | 60.62 | 50.2 | 40.3 | 26 | [71 empty] | 314
USA | GA | FULTON CO ARPT BROW | 44.2 | 48.2 | 55.6 | 63.86 | 68.9 | 74.12 | 74.66 | 79.34 | 74.7 | 58.46 | 49.5 | 40.8 | 31 | [71 empty] | 315
USA | GA | HUNTER AAF | 46.9 | 53.24 | 55.6 | 62.96 | 75.2 | 78.44 | 81.32 | 79.7 | 76.1 | 66.2 | 57 | 44.6 | 32 | [71 empty] | 316
USA | GA | MACON MIDDLE GA REGIONAL AP | 45 | 48.74 | 57.4 | 64.04 | 72.1 | 79.7 | 80.06 | 78.62 | 75.4 | 63.68 | 57.6 | 45.7 | 35 | [71 empty] | 317
USA | GA | MARIETTA DOBBINS AFB | 37.2 | 44.6 | 47.1 | 58.46 | 65.1 | 75.02 | 79.16 | 75.2 | 70 | 58.82 | 46.9 | 41.2 | 19 | [71 empty] | 318
USA | GA | MOODY AFB/VALDOSTA | 48 | 55.58 | 56.5 | 65.3 | 73.9 | 79.16 | 81.68 | 78.26 | 75 | 65.3 | 56.1 | 48.2 | 37 | [71 empty] | 319
USA | GA | ROME R B RUSSELL AP | 45.1 | 45.68 | 46.9 | 58.1 | 66.4 | 77.18 | 79.52 | 78.08 | 77 | 66.2 | 44.6 | 40.8 | 30 | [71 empty] | 320
USA | GA | SAVANNAH INTL AP | 48.2 | 51.98 | 62.1 | 66.38 | 73.9 | 79.7 | 81.32 | 79.7 | 76.6 | 66.2 | 61 | 49.1 | 35 | [71 empty] | 321
USA | GA | VALDOSTA WB AIRPORT | 55 | 52.52 | 62.2 | 70.34 | 76.6 | 78.44 | 79.88 | 82.4 | 76.5 | 70.52 | 58.1 | 48.9 | 42 | [71 empty] | 322
USA | GA | WARNER ROBINS AFB | 42.4 | 50.36 | 52.7 | 62.78 | 74.8 | 77.18 | 81.14 | 77.54 | 72 | 60.98 | 52.7 | 38.3 | 29 | [71 empty] | 323
USA | HI | BARBERS POINT NAS | 70.3 | 71.06 | 72.9 | 73.4 | 78.6 | 80.6 | 81.14 | 81.14 | 81 | 78.62 | 76.8 | 72.9 | 68 | [71 empty] | 324
USA | HI | HILO INTERNATIONAL AP | 71.1 | 71.42 | 71.4 | 72.5 | 73.8 | 74.12 | 75.74 | 75.38 | 76.3 | 75.02 | 73.6 | 72.1 | 70 | [71 empty] | 325
USA | HI | HONOLULU INTL ARPT | 72.5 | 73.04 | 73.8 | 74.84 | 77.4 | 78.62 | 80.42 | 80.78 | 80.4 | 79.16 | 76.6 | 74.7 | 71 | [71 empty] | 326
USA | HI | KAHULUI AIRPORT | 72 | 71.42 | 73.2 | 74.12 | 75.4 | 77.36 | 78.08 | 78.44 | 79.5 | 77.9 | 75 | 72.9 | 71 | [71 empty] | 327
USA | HI | KANEOHE BAY MCAS | 73.6 | 73.76 | 72.9 | 75.2 | 76.6 | 77.9 | 79.16 | 80.96 | 80.8 | 80.42 | 76.6 | 75.2 | 70 | [71 empty] | 328
USA | HI | KONA INTL AT KEAHOL | 73.9 | 73.94 | 75 | 75.92 | 77.5 | 78.08 | 79.16 | 79.34 | 80.4 | 78.62 | 76.5 | 75.4 | 73 | [71 empty] | 329
USA | HI | LIHUE AIRPORT | 71.2 | 71.96 | 72.9 | 73.4 | 74.8 | 77 | 78.98 | 79.34 | 78.8 | 77.72 | 75.4 | 72.7 | 68 | [71 empty] | 330
USA | HI | MOLOKAI (AMOS) | 71.1 | 70.52 | 70.5 | 75.02 | 75.2 | 76.82 | 78.62 | 78.08 | 77.9 | 76.82 | 74.1 | 71.2 | 62 | [71 empty] | 331
USA | IA | ALGONA | 17.4 | 20.84 | 43 | 48.74 | 55.6 | 69.26 | 75.2 | 71.24 | 59.9 | 52.88 | 35.1 | 26.8 | 4 | [71 empty] | 332
USA | IA | ATLANTIC | 25 | 19.4 | 40.3 | 52.34 | 63.7 | 70.16 | 69.98 | 75.74 | 62.6 | 51.8 | 34.3 | 23.9 | 4 | [71 empty] | 333
USA | IA | BOONE MUNI | 25.3 | 32 | 29.7 | 51.62 | 57.7 | 71.6 | 76.64 | 71.78 | 60.3 | 53.78 | 35.1 | 23 | 5 | [71 empty] | 334
USA | IA | BURLINGTON MUNICIPAL AP | 21.4 | 24.44 | 45.3 | 57.74 | 63 | 75.74 | 81.86 | 75.02 | 70.2 | 52.7 | 45 | 27.3 | 5 | [71 empty] | 335
USA | IA | CARROLL | 20.3 | 20.66 | 45.1 | 50 | 57.7 | 71.42 | 73.04 | 73.04 | 66.6 | 52.16 | 32 | 20.5 | -1 | [71 empty] | 336
USA | IA | CEDAR RAPIDS MUNICIPAL AP | 18 | 26.42 | 39.7 | 50.18 | 59.4 | 73.22 | 70.88 | 71.06 | 65.3 | 51.98 | 40.3 | 11.3 | -3 | [71 empty] | 337
USA | IA | CHARITON | 24.8 | 23 | 42.6 | 52.34 | 62.4 | 72.5 | 78.08 | 76.64 | 67.5 | 52.88 | 36.7 | 29.7 | 11 | [71 empty] | 338
USA | IA | CHARLES CITY | 23.7 | 20.12 | 38.5 | 51.08 | 55 | 69.26 | 68.36 | 72.32 | 68.5 | 49.1 | 34.2 | 29.5 | -19 | [71 empty] | 339
USA | IA | CLARINDA | 22.6 | 33.62 | 39 | 52.34 | 65.1 | 71.96 | 76.64 | 75.92 | 72.9 | 53.42 | 36.7 | 23.9 | 7 | [71 empty] | 340
USA | IA | CLINTON MUNI (AWOS) | 20.5 | 32.9 | 34.9 | 50 | 57.4 | 70.16 | 74.3 | 76.28 | 66.6 | 49.46 | 34 | 20.5 | 4 | [71 empty] | 341
USA | IA | COUNCIL BLUFFS | 26.1 | 21.38 | 46 | 51.44 | 63.1 | 70.88 | 71.06 | 74.84 | 67.5 | 53.96 | 35.4 | 32.7 | 12 | [71 empty] | 342
USA | IA | CRESTON | 22.3 | 28.04 | 45.3 | 57.2 | 60.6 | 71.06 | 73.76 | 75.38 | 61.5 | 51.98 | 37 | 23.7 | 5 | [71 empty] | 343
USA | IA | DECORAH | 21 | 28.76 | 44.8 | 51.62 | 60.3 | 69.98 | 75.02 | 74.84 | 67.3 | 54.14 | 35.2 | 27.3 | 9 | [71 empty] | 344
USA | IA | DENISON | 25.9 | 22.1 | 38.7 | 51.98 | 57.7 | 69.8 | 76.64 | 72.32 | 70.7 | 55.58 | 34.2 | 22.5 | 3 | [71 empty] | 345
USA | IA | DES MOINES INTL AP | 21.2 | 22.64 | 39.6 | 51.44 | 64 | 73.22 | 77 | 73.76 | 66.7 | 49.64 | 39.6 | 25.3 | 4 | [71 empty] | 346
USA | IA | DUBUQUE REGIONAL AP | 16.3 | 23 | 35.1 | 43.7 | 57.4 | 68.9 | 69.44 | 70.16 | 63.9 | 50 | 29.1 | 22.5 | -1 | [71 empty] | 347
USA | IA | ESTHERVILLE MUNI | 16.7 | 16.7 | 26.2 | 49.64 | 58.8 | 66.38 | 72.68 | 68 | 62.4 | 47.84 | 28.4 | 7.2 | -4 | [71 empty] | 348
USA | IA | FAIR FIELD | 24.8 | 24.8 | 43 | 57.02 | 58.8 | 72.5 | 76.82 | 74.12 | 66.2 | 52.52 | 37.9 | 26.4 | 5 | [71 empty] | 349
USA | IA | FORT DODGE (AWOS) | 17.8 | 30.56 | 32.5 | 47.84 | 62.1 | 69.8 | 75.02 | 70.34 | 64.8 | 51.44 | 34 | 16.9 | -4 | [71 empty] | 350
USA | IA | FORT MADISON | 26.4 | 32.18 | 43.3 | 54.86 | 61 | 69.98 | 75.74 | 73.76 | 75.6 | 53.78 | 39.9 | 34.7 | 9 | [71 empty] | 351
USA | IA | KEOKUK MUNI | 24.6 | 28.4 | 37.8 | 59.54 | 63.5 | 69.8 | 76.46 | 75.74 | 70.3 | 55.58 | 44.8 | 34.5 | 12 | [71 empty] | 352
USA | IA | KNOXVILLE | 27.1 | 23.9 | 40.6 | 54.32 | 64.2 | 71.6 | 72.68 | 78.62 | 74.7 | 53.78 | 39.9 | 25.5 | 9 | [71 empty] | 353
USA | IA | LE MARS | 21.9 | 24.08 | 41.4 | 50.72 | 67.3 | 70.52 | 69.98 | 70.7 | 66.2 | 58.1 | 42.8 | 26.1 | 7 | [71 empty] | 354
USA | IA | MASON CITY MUNICIPAL ARPT | 14.2 | 16.16 | 34.7 | 46.76 | 59.2 | 68.54 | 73.58 | 68.9 | 62.2 | 46.76 | 33.3 | 17.6 | -9 | [71 empty] | 355
USA | IA | MONTICELLO MUNI | 18.1 | 23.18 | 37.6 | 53.42 | 57.9 | 71.78 | 71.24 | 71.24 | 65.1 | 51.8 | 37.2 | 21.9 | -16 | [71 empty] | 356
USA | IA | MUSCATINE | 22.3 | 24.44 | 37.8 | 50.36 | 64.2 | 70.7 | 72.5 | 74.84 | 70 | 52.52 | 41 | 29.1 | 2 | [71 empty] | 357
USA | IA | NEWTON MUNI | 27 | 25.16 | 43 | 53.6 | 57.9 | 70.7 | 72.68 | 70.52 | 66.4 | 56.66 | 37.6 | 21.6 | -12 | [71 empty] | 358
USA | IA | OELWEN | 22.8 | 27.32 | 43.9 | 49.28 | 59 | 68.54 | 67.82 | 72.14 | 64.6 | 52.52 | 38.8 | 22.8 | 7 | [71 empty] | 359
USA | IA | ORANGE CITY | 19.2 | 23.18 | 42.4 | 49.64 | 59.5 | 69.8 | 74.66 | 73.76 | 61.2 | 49.46 | 31.6 | 26.6 | -1 | [71 empty] | 360
USA | IA | OTTUMWA INDUSTRIAL AP | 25.5 | 22.82 | 40.6 | 52.52 | 58.8 | 73.4 | 76.82 | 66.92 | 65.5 | 51.08 | 42.4 | 12.4 | 1 | [71 empty] | 361
USA | IA | RED OAK | 22.3 | 21.92 | 43.7 | 52.88 | 63.7 | 70.88 | 77 | 75.38 | 68.5 | 54.68 | 37.6 | 31.5 | 1 | [71 empty] | 362
USA | IA | SHELDON | 18.3 | 34.16 | 40.1 | 50.9 | 55.4 | 69.8 | 73.4 | 71.42 | 60.6 | 52.52 | 25.7 | 23.5 | -2 | [71 empty] | 363
USA | IA | SHENANDOAH MUNI | 24.1 | 25.88 | 40.1 | 53.24 | 64.6 | 74.66 | 71.96 | 78.44 | 68.4 | 49.46 | 37.4 | 24.6 | 4 | [71 empty] | 364
USA | IA | SIOUX CITY SIOUX GATEWAY AP | 17.2 | 28.22 | 36.3 | 51.26 | 62.2 | 71.42 | 76.46 | 71.96 | 64.6 | 50.18 | 35.1 | 22.5 | 6 | [71 empty] | 365
USA | IA | SPENCER | 13.8 | 22.46 | 29.1 | 49.64 | 57.9 | 67.46 | 72.14 | 68.36 | 59.4 | 48.02 | 36.5 | 7.2 | -4 | [71 empty] | 366
USA | IA | STORM LAKE | 22.6 | 21.74 | 35.6 | 50.54 | 55.9 | 69.62 | 71.78 | 75.92 | 62.4 | 53.42 | 30.6 | 23.5 | 2 | [71 empty] | 367
USA | IA | WASHINGTON | 25.9 | 22.82 | 37 | 53.24 | 58.8 | 71.78 | 73.58 | 72.68 | 70.9 | 50.18 | 38.3 | 31.3 | 12 | [71 empty] | 368
USA | IA | WATERLOO MUNICIPAL AP | 15.3 | 18.32 | 35.8 | 49.46 | 59.5 | 69.98 | 74.48 | 71.6 | 64.4 | 51.26 | 36.1 | 23.7 | -5 | [71 empty] | 369
USA | IA | WEBSTER CITY | 21.7 | 25.88 | 43.7 | 51.62 | 57.9 | 71.06 | 77.54 | 74.3 | 67.3 | 53.24 | 35.8 | 28.4 | 5 | [71 empty] | 370
USA | ID | BOISE AIR TERMINAL [UO] | 28.9 | 36.86 | 43 | 52.88 | 58.3 | 67.64 | 76.1 | 70.16 | 63.3 | 53.06 | 39.2 | 35.4 | 14 | [71 empty] | 371
USA | ID | BURLEY MUNICIPAL ARPT | 29.8 | 30.92 | 41 | 47.66 | 55.2 | 64.22 | 73.04 | 72.68 | 61.3 | 48.56 | 34.9 | 33.1 | 20 | [71 empty] | 372
USA | ID | CALDWELL (AWOS) | 33.8 | 33.8 | 42.8 | 48.74 | 59 | 68.9 | 74.48 | 67.28 | 62.2 | 49.46 | 39.9 | 27.9 | 13 | [71 empty] | 373
USA | ID | COEUR D`ALENE(AWOS) | 27.5 | 29.48 | 41.9 | 46.76 | 50.7 | 61.52 | 69.98 | 69.44 | 54.5 | 44.78 | 36.3 | 30.7 | 7 | [71 empty] | 374
USA | ID | IDAHO FALLS FANNING FIELD | 18.3 | 21.2 | 34.7 | 46.58 | 54.1 | 61.52 | 69.08 | 66.2 | 56.7 | 44.42 | 32.4 | 27.3 | 8 | [71 empty] | 375
USA | ID | JOSLIN FLD MAGIC VA [TWIN FALLS - UO] | 32.2 | 31.28 | 42.6 | 48.92 | 55.8 | 65.84 | 74.84 | 73.58 | 60.1 | 46.22 | 34.5 | 32.5 | 20 | [71 empty] | 376
USA | ID | LEWISTON NEZ PERCE CNTY AP | 34.9 | 36.5 | 40.6 | 52.34 | 56.8 | 66.56 | 78.08 | 76.1 | 61.3 | 49.28 | 40.5 | 34.5 | 20 | [71 empty] | 377
USA | ID | MOUNTAIN HOME AFB | 34.5 | 32.72 | 42.3 | 46.76 | 55.8 | 68.54 | 74.3 | 75.38 | 63.3 | 46.58 | 37.6 | 27.5 | 9 | [71 empty] | 378
USA | ID | POCATELLO REGIONAL AP | 21.7 | 29.3 | 39.2 | 48.2 | 55.4 | 63.5 | 71.96 | 69.08 | 58.8 | 46.22 | 35.8 | 24.8 | 6 | [71 empty] | 379
USA | ID | SALMON/LEMHI (AWOS) | 22.6 | 27.14 | 35.8 | 47.84 | 52.3 | 61.88 | 69.98 | 67.82 | 55 | 43.34 | 29.3 | 27.5 | 13 | [71 empty] | 380
USA | IL | AURORA MUNICIPAL | 19.8 | 25.7 | 43.2 | 51.44 | 57.2 | 67.46 | 74.3 | 71.6 | 65.8 | 50.36 | 42.1 | 14.2 | -1 | [71 empty] | 381
USA | IL | BELLEVILLE SCOTT AFB | 31.6 | 36.14 | 38.5 | 50.9 | 61.9 | 77.18 | 78.44 | 74.48 | 65.3 | 57.74 | 41.7 | 31.6 | 4 | [71 empty] | 382
USA | IL | CAHOKIA/ST. LOUIS | 33.8 | 35.24 | 46.2 | 58.46 | 63.9 | 70.52 | 77.72 | 78.8 | 73 | 54.5 | 48.7 | 31.8 | 15 | [71 empty] | 383
USA | IL | CENTRAL ILLINOIS RG | 30.7 | 28.58 | 36 | 46.76 | 61.5 | 73.76 | 75.2 | 69.44 | 63.1 | 54.32 | 37.9 | 28.9 | -6 | [71 empty] | 384
USA | IL | CHICAGO MIDWAY AP | 21.7 | 28.76 | 40.8 | 52.16 | 57 | 70.52 | 77.36 | 75.56 | 70.2 | 56.3 | 47.5 | 30.6 | -5 | [71 empty] | 385
USA | IL | CHICAGO OHARE INTL AP | 23.7 | 27.5 | 38.8 | 50 | 59.5 | 69.98 | 75.38 | 71.24 | 64.6 | 51.8 | 40.5 | 25.3 | 8 | [71 empty] | 386
USA | IL | CHICAGO/WAUKEGAN | 25 | 26.6 | 32.5 | 47.84 | 52.5 | 68.18 | 72.32 | 71.42 | 63.5 | 48.02 | 42.6 | 23.5 | 10 | [71 empty] | 387
USA | IL | DECATUR | 28.6 | 35.42 | 43.9 | 54.14 | 63 | 71.6 | 73.76 | 78.98 | 65.3 | 53.96 | 40.1 | 27.5 | 11 | [71 empty] | 388
USA | IL | MARION REGIONAL | 37.4 | 32.54 | 42.4 | 52.52 | 62.4 | 77.9 | 80.06 | 74.3 | 66.7 | 57.92 | 49.6 | 35.2 | 22 | [71 empty] | 389
USA | IL | MOLINE QUAD CITY INTL AP | 22.3 | 27.68 | 38.8 | 50 | 63 | 71.96 | 75.2 | 73.58 | 65.5 | 50.72 | 37.8 | 25.7 | 7 | [71 empty] | 390
USA | IL | MOUNT VERNON (AWOS) | 33.3 | 36.14 | 38.1 | 49.82 | 68.2 | 75.92 | 74.66 | 77.36 | 72.7 | 58.28 | 48 | 37 | 4 | [71 empty] | 391
USA | IL | PEORIA GREATER PEORIA AP | 22.3 | 27.32 | 39.7 | 52.52 | 63.3 | 70.34 | 74.48 | 72.14 | 65.1 | 51.26 | 37.9 | 27.7 | 3 | [71 empty] | 392
USA | IL | QUINCY MUNI BALDWIN FLD | 25.9 | 30.56 | 44.6 | 54.68 | 64.2 | 70.88 | 72.86 | 74.84 | 71.1 | 54.68 | 44.1 | 33.8 | -4 | [71 empty] | 393
USA | IL | ROCKFORD GREATER ROCKFORD AP | 16 | 20.12 | 36.5 | 48.74 | 60.8 | 68.54 | 74.48 | 71.24 | 64 | 49.64 | 35.6 | 23.7 | -8 | [71 empty] | 394
USA | IL | SOUTHERN ILLINOIS | 28.6 | 38.84 | 49.1 | 53.78 | 71.4 | 74.12 | 79.7 | 77.72 | 70.9 | 58.64 | 50.5 | 35.1 | 12 | [71 empty] | 395
USA | IL | SPRINGFIELD CAPITAL AP | 23 | 25.7 | 45.1 | 54.32 | 64.9 | 74.48 | 76.46 | 73.94 | 66.6 | 53.42 | 45.1 | 33.1 | 9 | [71 empty] | 396
USA | IL | STERLING ROCKFALLS | 13.5 | 31.82 | 40.6 | 51.08 | 58.5 | 71.6 | 74.66 | 68.9 | 66.7 | 53.24 | 43.7 | 28.4 | -10 | [71 empty] | 397
USA | IL | UNIV OF ILLINOIS WI [BONDVILLE - SURFRAD] | 23.4 | 29.66 | 42.8 | 53.96 | 60.3 | 72.14 | 77.18 | 73.04 | 65.3 | 52.7 | 44.8 | 27.3 | -4 | [71 empty] | 398
USA | IL | W. CHICAGO/DU PAGE | 30 | 32.54 | 38.8 | 48.74 | 58.5 | 75.02 | 72.32 | 71.96 | 62.8 | 51.62 | 43.5 | 21.9 | 7 | [71 empty] | 399
USA | IN | DELAWARE CO JOHNSON | 26.2 | 33.26 | 33.4 | 53.06 | 65.5 | 69.26 | 73.22 | 73.22 | 68.5 | 54.86 | 45 | 32.9 | 14 | [71 empty] | 400
USA | IN | EVANSVILLE REGIONAL AP | 33.3 | 35.96 | 46.6 | 58.82 | 65.7 | 75.2 | 78.98 | 75.92 | 68 | 56.66 | 48.4 | 34.3 | 12 | [71 empty] | 401
USA | IN | FORT WAYNE INTL AP | 22.1 | 24.08 | 38.1 | 50.18 | 61.5 | 70.34 | 72.86 | 71.6 | 64.6 | 51.62 | 39.4 | 25.5 | 6 | [71 empty] | 402
USA | IN | GRISSOM ARB | 28.8 | 29.12 | 36.7 | 47.12 | 59.4 | 72.5 | 75.02 | 68.72 | 62.8 | 53.42 | 38.8 | 35.8 | 0 | [71 empty] | 403
USA | IN | HUNTINGBURG | 40.3 | 38.3 | 49.3 | 50.9 | 66.6 | 75.2 | 75.38 | 77 | 71.6 | 59.72 | 45.7 | 37 | 28 | [71 empty] | 404
USA | IN | INDIANAPOLIS INTL AP | 24.1 | 26.6 | 43.5 | 52.7 | 64.4 | 72.68 | 76.28 | 73.58 | 64.8 | 52.88 | 41.2 | 28.4 | 9 | [71 empty] | 405
USA | IN | LAFAYETTE PURDUE UNIV AP | 26.4 | 27.14 | 44.4 | 54.68 | 61 | 70.16 | 75.2 | 73.58 | 65.3 | 53.78 | 46.2 | 18.7 | 5 | [71 empty] | 406
USA | IN | MONROE CO | 29.3 | 31.82 | 44.2 | 55.22 | 61.5 | 70.7 | 74.48 | 76.28 | 63.5 | 52.7 | 47.8 | 28 | 0 | [71 empty] | 407
India | IN | NEW DELHI SAFDARJUNG AP | [12 empty] | 50 | [71 empty] | 408 | bar: Average Ambient Temp (F) Jan to Average Ambient Temp (F) Dec
India | IN | PATNA | [12 empty] | 54 | [71 empty] | 409 | bar: Average Ambient Temp (F) Jan to Average Ambient Temp (F) Dec
USA | IN | SOUTH BEND MICHIANA RGNL AP | 26.2 | 27.5 | 40.6 | 50.18 | 63.5 | 69.62 | 74.84 | 73.04 | 64.2 | 51.8 | 42.1 | 29.7 | 10 | [71 empty] | 410
USA | IN | TERRE HAUTE HULMAN REGIONAL A | 22.5 | 32.36 | 44.4 | 57.38 | 61.2 | 71.42 | 77.36 | 78.98 | 68.9 | 53.96 | 47.1 | 34.5 | -4 | [71 empty] | 411
USA | KS | CHANUTE MARTIN JOHNSON AP | 35.4 | 38.84 | 49.1 | 62.24 | 67.8 | 73.58 | 79.88 | 80.42 | 75.7 | 60.44 | 43.5 | 22.8 | 14 | [71 empty] | 412
USA | KS | CONCORDIA BLOSSER MUNI AP | 26.2 | 35.06 | 46.4 | 55.22 | 66.6 | 75.56 | 82.94 | 76.46 | 70.3 | 55.4 | 43.5 | 35.4 | 4 | [71 empty] | 413
USA | KS | DODGE CITY REGIONAL AP | 25 | 34.88 | 43 | 56.48 | 64 | 74.3 | 80.78 | 75.92 | 69.3 | 56.48 | 41.5 | 34.2 | 12 | [71 empty] | 414
USA | KS | EMPORIA MUNICIPAL AP | 27 | 31.28 | 39 | 57.38 | 66.7 | 74.48 | 79.16 | 76.28 | 70.7 | 50.72 | 42.6 | 21.2 | 12 | [71 empty] | 415
USA | KS | FORT RILEY MARSHALL AAF | 32.7 | 32 | 48 | 58.28 | 61.7 | 78.26 | 78.62 | 79.16 | 70 | 60.98 | 45.9 | 36.5 | 14 | [71 empty] | 416
USA | KS | GARDEN CITY MUNICIPAL AP | 31.6 | 33.8 | 37.8 | 55.94 | 60.8 | 77 | 77.18 | 72.14 | 65.7 | 54.5 | 40.3 | 34.9 | 19 | [71 empty] | 417
USA | KS | GOODLAND RENNER FIELD | 25.3 | 30.92 | 41.7 | 53.6 | 59.4 | 68.72 | 75.38 | 72.5 | 64.9 | 51.8 | 39.6 | 26.2 | 9 | [71 empty] | 418
USA | KS | GREAT BEND (AWOS) | 28.2 | 39.56 | 36.7 | 58.1 | 60.6 | 77.72 | 78.98 | 73.22 | 71.6 | 55.94 | 45.1 | 34.5 | 12 | [71 empty] | 419
USA | KS | HAYS MUNI (AWOS) | 29.3 | 38.66 | 41.4 | 52.52 | 61 | 73.04 | 83.48 | 78.26 | 71.4 | 55.4 | 44.6 | 32.7 | 14 | [71 empty] | 420
USA | KS | HILL CITY MUNICIPAL AP | 30.6 | 25.7 | 35.8 | 53.96 | 61 | 73.4 | 78.8 | 73.04 | 63.5 | 54.5 | 43 | 34.3 | 7 | [71 empty] | 421
USA | KS | HUTCHINSON MUNICIPAL AP | 28.4 | 39.56 | 49.1 | 54.5 | 67.6 | 76.46 | 77.9 | 78.44 | 67.1 | 58.82 | 49.8 | 30 | 9 | [71 empty] | 422
USA | KS | LIBERAL MUNI | 31.1 | 42.44 | 39.2 | 53.6 | 65.3 | 73.94 | 80.24 | 74.48 | 71.4 | 51.08 | 45 | 36.1 | 17 | [71 empty] | 423
USA | KS | MANHATTAN RGNL | 30.9 | 34.52 | 43.9 | 57.02 | 66.2 | 77.54 | 78.44 | 81.5 | 66.2 | 56.12 | 44.6 | 28.4 | 14 | [71 empty] | 424
USA | KS | MCCONNELL AFB | 32.2 | 35.24 | 41 | 53.42 | 68 | 78.26 | 83.3 | 76.64 | 74.3 | 60.8 | 40.8 | 37.2 | 18 | [71 empty] | 425
USA | KS | NEWTON (AWOS) | 29.3 | 34.7 | 37.2 | 53.24 | 65.5 | 70.7 | 73.58 | 80.42 | 73.8 | 55.94 | 47.1 | 36 | 13 | [71 empty] | 426
USA | KS | OLATHE/JOHNSON CO. | 34.3 | 31.46 | 46.4 | 55.94 | 62.1 | 72.32 | 79.7 | 77.54 | 73.4 | 56.66 | 52.2 | 31.6 | 15 | [71 empty] | 427
USA | KS | RUSSELL MUNICIPAL AP | 27.7 | 28.04 | 46.2 | 55.4 | 66.4 | 73.04 | 79.34 | 79.7 | 64.8 | 56.84 | 43.2 | 34.3 | 8 | [71 empty] | 428
USA | KS | SALINA MUNICIPAL AP | 29.3 | 30.74 | 44.6 | 54.32 | 65.1 | 77.72 | 78.44 | 82.58 | 74.8 | 57.38 | 50.4 | 35.6 | 11 | [71 empty] | 429
USA | KS | TOPEKA FORBES FIELD | 28.2 | 35.24 | 47.8 | 56.12 | 64.2 | 75.38 | 77.54 | 71.6 | 72.9 | 53.06 | 50.2 | 29.1 | 6 | [71 empty] | 430
USA | KS | TOPEKA MUNICIPAL AP | 28 | 37.04 | 42.4 | 57.38 | 65.8 | 74.48 | 77.72 | 75.56 | 69.4 | 56.3 | 45 | 30.2 | 12 | [71 empty] | 431
USA | KS | WICHITA MID-CONTINENT AP | 31.5 | 39.74 | 47.8 | 54.68 | 63.9 | 75.56 | 81.14 | 76.82 | 71.6 | 59.18 | 46.9 | 34.7 | 16 | [71 empty] | 432
USA | KS | WICHITA/COL. JABARA | 34 | 37.04 | 47.8 | 56.3 | 62.6 | 76.64 | 82.4 | 75.74 | 71.1 | 58.1 | 43.5 | 24.1 | 13 | [71 empty] | 433
USA | KY | BOWLING GREEN WARREN CO AP | 29.1 | 43 | 41.7 | 55.4 | 66 | 73.9 | 75.6 | 77.2 | 74.3 | 61.7 | 50 | 36.9 | 5 | [71 empty] | 434
USA | KY | CINCINNATI NORTHERN KY AP | 27.7 | 31.5 | 44.6 | 53.4 | 65.5 | 71.6 | 75.2 | 72.7 | 64.9 | 52 | 45.3 | 33.6 | 13 | [71 empty] | 435
USA | KY | FORT CAMPBELL AAF | 30.7 | 40.3 | 43.2 | 55.8 | 66 | 75.9 | 79.7 | 81.1 | 68.5 | 57.9 | 50.7 | 37.8 | 8 | [71 empty] | 436
USA | KY | FORT KNOX GODMAN AAF | 36.9 | 36.7 | 39.4 | 52 | 66.7 | 72.1 | 79.3 | 71.8 | 69.3 | 58.8 | 43 | 36 | 7 | [71 empty] | 437
USA | KY | HENDERSON CITY | 34.7 | 37.4 | 39.7 | 52.7 | 65.5 | 70.5 | 75.4 | 71.6 | 67.6 | 55.4 | 41.2 | 37 | 6 | [71 empty] | 438
USA | KY | JACKSON JULIAN CARROLL AP | 34.9 | 40.8 | 44.8 | 60.4 | 65.1 | 72 | 75.2 | 74.1 | 64.6 | 57.9 | 50.9 | 42.3 | 21 | [71 empty] | 439
USA | KY | LEXINGTON BLUEGRASS AP | 29.3 | 32.5 | 47.1 | 55 | 64.9 | 73.2 | 75.9 | 74.8 | 66.6 | 55.4 | 48 | 32.9 | 19 | [71 empty] | 440
USA | KY | LONDON-CORBIN AP | 29.1 | 35.1 | 49.8 | 58.3 | 61.9 | 67.6 | 76.1 | 73.4 | 66.9 | 57.4 | 50.5 | 35.2 | 17 | [71 empty] | 441
USA | KY | LOUISVILLE BOWMAN FIELD | 31.3 | 42.1 | 50 | 60.4 | 70 | 74.5 | 75 | 75.9 | 67.6 | 56.7 | 51.8 | 37.2 | 18 | [71 empty] | 442
USA | KY | LOUISVILLE STANDIFORD FIELD | 31.6 | 33.62 | 47.8 | 55.94 | 66.7 | 75.56 | 78.08 | 75.38 | 68.5 | 58.64 | 45.9 | 38.3 | 20 | [71 empty] | 443
USA | KY | PADUCAH BARKLEY REGIONAL AP | 36.5 | 37.6 | 48.7 | 61 | 65.1 | 77.2 | 79 | 74.8 | 66.9 | 59.5 | 50.7 | 42.4 | 22 | [71 empty] | 444
USA | KY | SOMERSET(AWOS) | 34.5 | 35.6 | 50.4 | 58.8 | 69.4 | 75.4 | 76.6 | 75.9 | 68.9 | 57 | 52.7 | 37.6 | 25 | [71 empty] | 445
USA | LA | ALEXANDRIA ESLER REGIONAL AP | 49.5 | 55.22 | 56.8 | 64.4 | 72.3 | 77.9 | 79.88 | 83.12 | 75.2 | 66.74 | 52.9 | 48.7 | 40 | [71 empty] | 446
USA | LA | BARKSDALE AFB | 43.9 | 51.08 | 52 | 61.88 | 74.1 | 79.52 | 81.32 | 77.54 | 74.7 | 62.78 | 60.8 | 46.4 | 23 | [71 empty] | 447
USA | LA | BATON ROUGE RYAN ARPT | 50.5 | 51.8 | 62.6 | 67.64 | 75.7 | 79.16 | 80.78 | 80.24 | 76.5 | 67.1 | 59.4 | 49.5 | 35 | [71 empty] | 448
USA | LA | ENGLAND AFB | 51.4 | 48.56 | 63.1 | 67.1 | 73.8 | 78.8 | 82.04 | 78.62 | 76.3 | 68.18 | 60.8 | 50.2 | 35 | [71 empty] | 449
USA | LA | FORT POLK AAF | 48.7 | 53.78 | 54.7 | 67.64 | 74.3 | 78.26 | 80.24 | 78.26 | 74.7 | 67.82 | 60.6 | 42.8 | 26 | [71 empty] | 450
USA | LA | LAFAYETTE REGIONAL AP | 56.3 | 50.54 | 57 | 66.02 | 74.8 | 77.36 | 81.14 | 83.12 | 78.3 | 68.36 | 63.9 | 52.5 | 39 | [71 empty] | 451
USA | LA | LAKE CHARLES REGIONAL ARPT | 49.1 | 51.8 | 61.2 | 67.64 | 74.3 | 80.24 | 80.6 | 81.68 | 77.4 | 67.28 | 60.4 | 52.5 | 37 | [71 empty] | 452
USA | LA | MONROE REGIONAL AP | 44.6 | 55.58 | 54.9 | 63.5 | 72.3 | 77.18 | 82.58 | 81.5 | 73.6 | 66.02 | 57.4 | 46.8 | 30 | [71 empty] | 453
USA | LA | NEW IBERIA NAAS | 46.9 | 59.72 | 57.4 | 66.2 | 73.2 | 78.8 | 80.6 | 81.86 | 79 | 66.92 | 58.6 | 52.7 | 38 | [71 empty] | 454
USA | LA | NEW ORLEANS ALVIN CALLENDER F | 53.1 | 58.28 | 60.1 | 68.18 | 76.1 | 79.16 | 80.6 | 80.6 | 76.6 | 67.82 | 65.5 | 55.8 | 45 | [71 empty] | 455
USA | LA | NEW ORLEANS INTL ARPT | 49.8 | 55.58 | 64.2 | 69.44 | 75.2 | 80.78 | 81.68 | 82.4 | 77.7 | 68.18 | 65.7 | 54.5 | 37 | [71 empty] | 456
USA | LA | NEW ORLEANS LAKEFRONT AP | 56.7 | 58.64 | 60.4 | 66.38 | 78.6 | 82.04 | 83.48 | 82.58 | 80.4 | 71.6 | 59.7 | 54.7 | 42 | [71 empty] | 457
USA | LA | PATTERSON MEMORIAL | 55.6 | 58.28 | 59.2 | 66.02 | 74.7 | 79.16 | 82.58 | 80.78 | 77.5 | 66.56 | 57.7 | 53.8 | 43 | [71 empty] | 458
USA | LA | SHREVEPORT DOWNTOWN | 41.5 | 46.94 | 55.4 | 65.66 | 72.7 | 77.36 | 83.66 | 83.84 | 81 | 65.3 | 51.3 | 47.7 | 30 | [71 empty] | 459
USA | LA | SHREVEPORT REGIONAL ARPT | 42.8 | 49.46 | 59 | 66.38 | 72.7 | 78.08 | 81.68 | 82.76 | 76.8 | 62.96 | 58.5 | 45.3 | 28 | [71 empty] | 460
USA | MA | BARNSTABLE MUNI BOA | 35.8 | 27.68 | 39.4 | 48.2 | 54.1 | 62.6 | 70.34 | 69.26 | 62.2 | 57.2 | 44.1 | 37.2 | 14 | [71 empty] | 461
USA | MA | BEVERLY MUNI | 18 | 24.08 | 41 | 45.86 | 54.9 | 63.68 | 68.54 | 72.32 | 62.8 | 48.92 | 45.5 | 32.5 | 6 | [71 empty] | 462
USA | MA | BOSTON LOGAN INT ARPT | 26.6 | 31.1 | 38.8 | 47.48 | 58.8 | 66.02 | 74.12 | 71.06 | 64.6 | 53.96 | 43.3 | 36 | 17 | [71 empty] | 463
USA | MA | CHICOPEE FALLS WESTO | 31.3 | 30.02 | 35.6 | 45.14 | 55.6 | 65.66 | 71.96 | 68.36 | 59.9 | 51.98 | 41.4 | 34.7 | 21 | [71 empty] | 464
USA | MA | LAWRENCE MUNI | 23.7 | 31.64 | 41.4 | 46.76 | 59.4 | 64.76 | 71.6 | 71.42 | 62.8 | 50.72 | 46 | 32.2 | 8 | [71 empty] | 465
USA | MA | MARTHAS VINEYARD | 37.6 | 30.74 | 40.8 | 45.86 | 53.8 | 64.22 | 68.72 | 69.44 | 62.4 | 55.58 | 48.7 | 34.9 | 15 | [71 empty] | 466
USA | MA | NANTUCKET MEMORIAL AP | 30.6 | 37.22 | 40.6 | 46.22 | 51.8 | 60.62 | 67.28 | 68.36 | 66.4 | 54.68 | 50.5 | 41.9 | 19 | [71 empty] | 467
USA | MA | NEW BEDFORD RGNL | 27.9 | 27.68 | 42.3 | 48.02 | 57 | 65.66 | 72.86 | 71.06 | 63.3 | 52.34 | 47.1 | 39.4 | 12 | [71 empty] | 468
USA | MA | NORTH ADAMS | 24.3 | 30.02 | 37.4 | 46.4 | 54.3 | 64.22 | 65.3 | 67.1 | 62.1 | 51.8 | 43.7 | 27.1 | 18 | [71 empty] | 469
USA | MA | NORWOOD MEMORIAL | 25.9 | 25.88 | 41.7 | 50 | 54 | 64.76 | 71.6 | 72.86 | 64.8 | 48.02 | 42.8 | 36.5 | 9 | [71 empty] | 470
USA | MA | OTIS ANGB | 35.4 | 33.44 | 36.7 | 43.7 | 53.8 | 63.5 | 71.06 | 73.4 | 60.3 | 55.4 | 38.5 | 35.8 | 25 | [71 empty] | 471
USA | MA | PLYMOUTH MUNICIPAL | 28.4 | 28.58 | 41.7 | 45.86 | 55.8 | 62.6 | 68.9 | 67.82 | 64.9 | 54.86 | 45.3 | 37.2 | 9 | [71 empty] | 472
USA | MA | PROVINCETOWN (AWOS) | 31.1 | 35.42 | 34.7 | 45.86 | 52.2 | 61.52 | 71.96 | 71.42 | 65.7 | 54.86 | 46.6 | 39 | 18 | [71 empty] | 473
USA | MA | WESTFIELD BARNES MUNI AP | 17.2 | 24.98 | 40.8 | 46.22 | 57.2 | 65.84 | 67.64 | 71.42 | 64.8 | 51.62 | 39.7 | 32.5 | 6 | [71 empty] | 474
USA | MA | WORCESTER REGIONAL ARPT | 19.8 | 25.16 | 32.5 | 43.7 | 57.6 | 63.86 | 70.52 | 66.02 | 59.4 | 49.64 | 38.7 | 28.9 | 9 | [71 empty] | 475
USA | MB | WINNIPEG | 4.1 | 6.44 | 20.7 | 40.82 | 51.3 | 62.24 | 68 | 65.66 | 57 | 41.54 | 27.1 | 9.3 | -19 | [71 empty] | 476
USA | MD | ANDREWS AFB | 34.2 | 39.38 | 41 | 52.16 | 63.3 | 75.02 | 77.18 | 72.68 | 66.9 | 57.38 | 43 | 42.3 | 18 | [71 empty] | 477
USA | MD | BALTIMORE BLT-WASHNGTN INT | 31.1 | 35.96 | 46.4 | 55.76 | 64.9 | 73.22 | 77.54 | 75.74 | 68.7 | 54.86 | 48 | 35.8 | 22 | [71 empty] | 478
USA | MD | HAGERSTOWN RGNL RIC | 31.5 | 36.86 | 44.1 | 54.86 | 61.2 | 71.06 | 78.08 | 72.5 | 63.5 | 59.36 | 50.5 | 30.7 | 17 | [71 empty] | 479
USA | MD | PATUXENT RIVER NAS | 42.4 | 42.08 | 50 | 56.66 | 66.4 | 74.84 | 77.54 | 77.72 | 69.6 | 58.64 | 52.7 | 41.9 | 32 | [71 empty] | 480
USA | MD | SALISBURY WICOMICO CO AP | 36.5 | 41 | 47.1 | 60.08 | 64.6 | 71.78 | 77.36 | 75.92 | 69.1 | 58.46 | 49.8 | 43.5 | 27 | [71 empty] | 481
USA | ME | AUBURN-LEWISTON | 24.6 | 21.2 | 35.6 | 42.8 | 52.3 | 60.98 | 70.88 | 60.8 | 57.7 | 44.78 | 37.4 | 29.5 | 3 | [71 empty] | 482
USA | ME | AUGUSTA AIRPORT | 10.4 | 16.88 | 38.3 | 44.24 | 54.3 | 61.52 | 66.92 | 68.54 | 65.5 | 49.46 | 39.7 | 26.4 | 2 | [71 empty] | 483
USA | ME | BANGOR INTERNATIONAL AP | 20.7 | 18.14 | 31.3 | 43.34 | 52.5 | 65.84 | 72.68 | 67.1 | 58.3 | 48.02 | 38.1 | 27.5 | 1 | [71 empty] | 484
USA | ME | BAR HARBOR (AWOS) | 25.3 | 24.44 | 30 | 38.12 | 49.6 | 55.22 | 62.24 | 64.22 | 55.9 | 45.68 | 36.9 | 33.4 | 6 | [71 empty] | 485
USA | ME | CARIBOU MUNICIPAL ARPT | 12.6 | 13.82 | 19.9 | 37.04 | 48.9 | 60.98 | 64.04 | 66.38 | 53.2 | 43.16 | 28.9 | 17.2 | -1 | [71 empty] | 486
USA | ME | HOULTON INTL ARPT | 8.2 | 16.34 | 23.9 | 39.2 | 56.8 | 62.6 | 64.76 | 63.14 | 58.6 | 47.12 | 30.4 | 17.6 | -5 | [71 empty] | 487
USA | ME | MILLINOCKET MUNICIPAL AP | 19.4 | 18.14 | 32.4 | 42.26 | 57 | 63.5 | 66.92 | 67.64 | 62.4 | 47.12 | 31.6 | 25.3 | 0 | [71 empty] | 488
USA | ME | NORTHERN AROOSTOOK | 10.8 | 13.64 | 29.3 | 38.12 | 48.4 | 56.48 | 64.58 | 62.24 | 59.9 | 39.02 | 29.5 | 13.3 | 0 | [71 empty] | 489
USA | ME | PORTLAND INTL JETPORT | 19.9 | 24.08 | 32.7 | 44.06 | 54 | 61.52 | 69.98 | 67.64 | 57.7 | 47.12 | 37 | 25.5 | 5 | [71 empty] | 490
USA | ME | PRESQUE ISLE MUNICIP | 11.1 | 14.72 | 29.3 | 38.84 | 48.9 | 59.54 | 63.32 | 66.74 | 51.4 | 42.44 | 36 | 23.5 | -10 | [71 empty] | 491
USA | ME | ROCKLAND/KNOX(AWOS) | 27.9 | 24.62 | 32.9 | 38.48 | 49.8 | 61.88 | 61.7 | 64.94 | 61.3 | 50 | 39.4 | 32.2 | 8 | [71 empty] | 492
USA | ME | SANFORD MUNI (AWOS) | 27.7 | 22.82 | 34.2 | 40.82 | 52.7 | 64.22 | 69.08 | 56.12 | 55.6 | 45.32 | 39.4 | 31.3 | 2 | [71 empty] | 493
USA | ME | WATERVILLE (AWOS) | 24.1 | 21.56 | 29.1 | 40.28 | 52 | 65.84 | 69.44 | 66.74 | 54.9 | 44.42 | 35.2 | 28.2 | 5 | [71 empty] | 494
USA | ME | WISCASSET | 27.7 | 23.72 | 36.1 | 42.8 | 53.4 | 59.18 | 68.18 | 68.72 | 62.4 | 49.82 | 41.5 | 33.6 | 6 | [71 empty] | 495
USA | MI | ALPENA COUNTY REGIONAL AP | 19.6 | 18.14 | 30.7 | 44.42 | 52.5 | 61.16 | 67.46 | 64.76 | 59.4 | 45.5 | 34.2 | 24.8 | 6 | [71 empty] | 496
USA | MI | ANN ARBOR MUNICIPAL | 24.3 | 23.9 | 42.1 | 49.28 | 52.7 | 68.54 | 68 | 70.52 | 61 | 50.36 | 45.7 | 33.1 | 13 | [71 empty] | 497
USA | MI | BATTLE CREEK KELLOGG AP | 23.4 | 31.1 | 39.4 | 51.44 | 56.1 | 69.98 | 68.72 | 71.06 | 66 | 52.52 | 41.9 | 25.5 | 11 | [71 empty] | 498
USA | MI | BENTON HARBOR/ROSS | 27.3 | 32.36 | 40.5 | 49.1 | 54.3 | 69.26 | 75.02 | 72.86 | 61.3 | 53.42 | 39.4 | 20.5 | 13 | [71 empty] | 499
USA | MI | CADILLAC WEXFORD CO AP | 20.3 | 31.28 | 25.2 | 41.9 | 53.4 | 66.74 | 67.82 | 64.58 | 60.6 | 41.36 | 40.8 | 27.3 | 9 | [71 empty] | 500
USA | MI | CHIPPEWA CO INTL | 10.9 | 20.48 | 21.7 | 42.8 | 47.5 | 60.26 | 64.22 | 60.08 | 55.4 | 40.28 | 33.4 | 25.9 | -2 | [71 empty] | 501
USA | MI | DETROIT CITY AIRPORT | 24.3 | 25.34 | 36.5 | 46.94 | 59.5 | 71.24 | 75.74 | 74.12 | 62.6 | 52.88 | 44.2 | 30 | 12 | [71 empty] | 502
USA | MI | DETROIT METROPOLITAN ARPT | 24.1 | 24.26 | 36.5 | 44.96 | 60.4 | 68.54 | 73.04 | 71.24 | 63.1 | 50.9 | 38.5 | 28.9 | 8 | [71 empty] | 503
USA | MI | DETROIT WILLOW RUN AP | 23.2 | 30.38 | 30.2 | 49.64 | 60.8 | 72.32 | 75.56 | 68 | 66.6 | 53.24 | 38.7 | 25.2 | 10 | [71 empty] | 504
USA | MI | ESCANABA (AWOS) | 21.9 | 22.82 | 25.2 | 38.66 | 48 | 61.34 | 66.02 | 61.16 | 54.5 | 42.26 | 34.3 | 25.2 | -8 | [71 empty] | 505
USA | MI | FLINT BISHOP INTL ARPT | 22.5 | 23.18 | 35.6 | 46.4 | 60.3 | 67.1 | 71.78 | 69.44 | 60.6 | 50.54 | 35.8 | 27 | 8 | [71 empty] | 506
USA | MI | GRAND RAPIDS KENT COUNTY INT | 21.7 | 23.54 | 34.3 | 48.2 | 60.1 | 68 | 72.5 | 68.9 | 61.9 | 47.66 | 40.1 | 26.4 | 3 | [71 empty] | 507
USA | MI | HANCOCK HOUGHTON CO AP | 10.4 | 15.08 | 33.3 | 39.2 | 49.8 | 59.9 | 66.2 | 64.58 | 59 | 39.02 | 32.9 | 21.9 | 3 | [71 empty] | 508
USA | MI | HOUGHTON LAKE ROSCOMMON CO AR | 16.5 | 18.32 | 32 | 43.16 | 57.2 | 63.14 | 69.26 | 66.92 | 58.1 | 45.32 | 34.2 | 25.2 | 4 | [71 empty] | 509
USA | MI | HOWELL | 21.9 | 26.24 | 43 | 50 | 54.7 | 72.68 | 75.56 | 71.96 | 61.3 | 51.08 | 42.4 | 31.6 | 12 | [71 empty] | 510
USA | MI | IRON MOUNTAIN/FORD | 12.4 | 22.82 | 34.9 | 45.32 | 55.4 | 68 | 69.26 | 67.28 | 59.9 | 44.24 | 35.2 | 11.5 | 3 | [71 empty] | 511
USA | MI | IRONWOOD (AWOS) | 8.8 | 22.1 | 23.9 | 47.3 | 49.5 | 61.34 | 69.8 | 66.02 | 58.5 | 38.66 | 33.1 | 22.3 | -4 | [71 empty] | 512
USA | MI | JACKSON REYNOLDS FIELD | 26.4 | 21.56 | 42.4 | 50.54 | 61 | 68.36 | 73.94 | 70.88 | 61 | 53.24 | 40.6 | 24.6 | 10 | [71 empty] | 513
USA | MI | KALAMAZOO BATTLE CR | 24.3 | 23.54 | 42.6 | 49.46 | 57.7 | 67.46 | 71.42 | 71.78 | 63.7 | 50.9 | 45.9 | 27.1 | 8 | [71 empty] | 514
USA | MI | LANSING CAPITAL CITY ARPT | 21.7 | 21.2 | 35.6 | 47.84 | 60.4 | 68.18 | 71.78 | 69.26 | 62.1 | 47.66 | 37.9 | 27.5 | 3 | [71 empty] | 515
USA | MI | MANISTEE (AWOS) | 22.1 | 28.04 | 30.9 | 47.84 | 51.8 | 69.08 | 70.52 | 71.6 | 58.3 | 49.1 | 38.5 | 23.9 | 9 | [71 empty] | 516
USA | MI | MENOMINEE (AWOS) | 16 | 21.38 | 28.6 | 46.04 | 49.3 | 64.4 | 69.8 | 68.72 | 62.2 | 48.38 | 41.2 | 27 | -1 | [71 empty] | 517
USA | MI | MOUNT CLEMENS SELFRIDGE FLD | 34.2 | 35.42 | 38.3 | 42.44 | 53.2 | 69.08 | 73.04 | 68 | 61 | 49.28 | 42.1 | 35.8 | 22 | [71 empty] | 518
USA | MI | MUSKEGON COUNTY ARPT | 23.7 | 22.28 | 34.2 | 43.88 | 56.7 | 66.92 | 71.6 | 70.52 | 61.9 | 48.2 | 38.8 | 30.2 | 14 | [71 empty] | 519
USA | MI | OAKLAND CO INTL | 25.5 | 20.66 | 41.5 | 50.18 | 55.2 | 70.16 | 73.58 | 72.5 | 65.8 | 51.08 | 46.2 | 30.4 | 13 | [71 empty] | 520
USA | MI | OSCODA WURTSMITH AFB | 27.9 | 22.1 | 37.2 | 45.32 | 51.6 | 66.74 | 72.14 | 64.58 | 59.2 | 49.1 | 40.3 | 24.8 | 9 | [71 empty] | 521
USA | MI | PELLSTON EMMET COUNTY AP | 23.5 | 24.98 | 36.7 | 45.5 | 57.9 | 64.4 | 70.16 | 64.94 | 61 | 44.78 | 36 | 24.6 | 15 | [71 empty] | 522
USA | MI | SAGINAW TRI CITY INTL AP | 15.8 | 19.04 | 41 | 46.76 | 56.5 | 64.4 | 67.64 | 72.86 | 59 | 51.98 | 40.3 | 27.7 | 5 | [71 empty] | 523
USA | MI | SAULT STE MARIE SANDERSON FIE | 10.9 | 14.18 | 26.6 | 36.68 | 52.2 | 60.44 | 64.22 | 62.78 | 55.4 | 43.16 | 35.8 | 19.6 | -1 | [71 empty] | 524
USA | MI | ST.CLAIR COUNTY INT | 22.3 | 28.94 | 37.4 | 49.1 | 56.7 | 69.26 | 73.94 | 71.06 | 61.3 | 48.92 | 41.4 | 32 | 10 | [71 empty] | 525
USA | MI | TRAVERSE CITY CHERRY CAPITAL | 21.4 | 22.1 | 30.7 | 42.44 | 54.7 | 63.14 | 70.34 | 66.74 | 61.2 | 48.02 | 36.7 | 24.6 | 6 | [71 empty] | 526
USA | MN | AITKIN NDB(AWOS) | 10.9 | 12.38 | 25 | 43.34 | 48.9 | 61.88 | 65.48 | 64.22 | 56.8 | 47.84 | 28 | 21.4 | -23 | [71 empty] | 527
USA | MN | ALBERT LEA (AWOS) | 20.8 | 19.4 | 33.8 | 47.48 | 54.1 | 71.42 | 74.66 | 74.3 | 63.5 | 47.3 | 42.1 | 25.5 | 2 | [71 empty] | 528
USA | MN | ALEXANDRIA MUNICIPAL AP | 12.4 | 12.56 | 26.1 | 48.74 | 57 | 66.92 | 67.82 | 70.34 | 62.8 | 44.42 | 33.6 | 2.7 | -25 | [71 empty] | 529
USA | MN | AUSTIN MUNI | 21.7 | 16.88 | 34.2 | 52.34 | 54 | 65.84 | 69.98 | 70.52 | 65.1 | 44.78 | 33.3 | 10.8 | 1 | [71 empty] | 530
USA | MN | BAUDETTE INTERNATIONAL AP | 14.2 | 17.42 | 25.2 | 45.68 | 54.7 | 64.58 | 62.6 | 66.2 | 57.4 | 41.72 | 28.6 | 18.7 | -1 | [71 empty] | 531
USA | MN | BEMIDJI MUNICIPAL | 9.5 | 17.96 | 15.4 | 44.6 | 58.8 | 64.76 | 68 | 66.2 | 59.9 | 41.9 | 33.1 | 14.9 | -9 | [71 empty] | 532
USA | MN | BENSON MUNI | 16.2 | 20.84 | 31.3 | 39.02 | 53.6 | 63.68 | 74.12 | 73.76 | 59.7 | 44.78 | 30 | 13.3 | -4 | [71 empty] | 533
USA | MN | BRAINERD/WIELAND | 12.7 | 13.1 | 35.1 | 46.4 | 54.5 | 64.58 | 67.82 | 63.68 | 62.1 | 44.78 | 28 | 13.3 | -25 | [71 empty] | 534
USA | MN | CAMBRIDGE MUNI | 3.7 | 14.72 | 30.9 | 51.98 | 57.4 | 60.62 | 73.04 | 67.82 | 59 | 43.88 | 23.5 | 21.2 | -10 | [71 empty] | 535
USA | MN | CLOQUET (AWOS) | 14.7 | 17.78 | 34.7 | 41.9 | 45.7 | 60.62 | 66.2 | 66.56 | 55.6 | 43.16 | 20.5 | 14.2 | -8 | [71 empty] | 536
USA | MN | CRANE LAKE (AWOS) | 0 | 20.12 | 18 | 41.18 | 47.5 | 59 | 67.28 | 59.36 | 56.3 | 43.7 | 33.6 | 10 | -14 | [71 empty] | 537
USA | MN | CROOKSTON MUNI FLD | 13.3 | 16.52 | 25.5 | 47.48 | 54.7 | 61.16 | 68.9 | 68.18 | 59.2 | 35.06 | 27.7 | 19.2 | -4 | [71 empty] | 538
USA | MN | DETROIT LAKES(AWOS) | 11.3 | 17.24 | 25.2 | 43.88 | 56.7 | 62.06 | 71.24 | 68.72 | 63 | 37.94 | 33.3 | 21 | -2 | [71 empty] | 539
USA | MN | DULUTH INTERNATIONAL ARPT | 8.6 | 17.24 | 27.3 | 39.2 | 54.3 | 61.16 | 64.04 | 63.5 | 55.2 | 42.8 | 23.9 | 12 | -5 | [71 empty] | 540
USA | MN | ELY MUNI | -3.8 | 18.5 | 27.9 | 44.96 | 57.6 | 60.08 | 64.4 | 63.86 | 59.9 | 41.36 | 27 | 20.3 | -18 | [71 empty] | 541
USA | MN | EVELETH MUNI (AWOS) | 7.7 | 19.58 | 24.3 | 45.14 | 48.4 | 62.42 | 65.84 | 67.1 | 53.8 | 41.72 | 27 | 3.9 | -8 | [71 empty] | 542
USA | MN | FAIRMONT MUNI(AWOS) | 16.9 | 28.94 | 25.3 | 46.76 | 55.9 | 66.56 | 75.2 | 68.18 | 62.4 | 46.94 | 32.4 | 25.9 | 4 | [71 empty] | 543
USA | MN | FARIBAULT MUNI AWOS | 16.2 | 11.48 | 42.1 | 49.1 | 56.7 | 68.36 | 71.42 | 67.64 | 60.4 | 42.44 | 41.2 | 24.6 | -8 | [71 empty] | 544
USA | MN | FLYING CLOUD | 23.9 | 11.66 | 30.7 | 48.74 | 55.6 | 67.82 | 77.18 | 74.48 | 64.8 | 42.8 | 38.1 | 15.4 | 3 | [71 empty] | 545
USA | MN | FOSSTON(AWOS) | 6.1 | 22.1 | 22.6 | 39.56 | 52.3 | 64.22 | 65.3 | 66.02 | 59.5 | 43.52 | 25.2 | 5.5 | -16 | [71 empty] | 546
USA | MN | GLENWOOD (ASOS) | 11.3 | 22.28 | 27.3 | 49.82 | 54.9 | 63.32 | 72.68 | 68.18 | 64.2 | 38.12 | 28.2 | 22.1 | -11 | [71 empty] | 547
USA | MN | GRAND RAPIDS(AWOS) | 14.9 | 17.42 | 18 | 45.32 | 55 | 66.56 | 66.74 | 65.3 | 57.4 | 35.96 | 36.5 | 14.2 | -9 | [71 empty] | 548
USA | MN | HALLOCK | 5.9 | 5.18 | 24.4 | 49.46 | 56.7 | 66.74 | 68.54 | 70.7 | 56.7 | 44.24 | 21.2 | 18.1 | -10 | [71 empty] | 549
USA | MN | HIBBING CHISHOLM-HIBBING AP | 3.9 | 6.98 | 26.2 | 37.94 | 49.5 | 62.6 | 64.58 | 64.94 | 58.6 | 43.52 | 32.9 | 12 | -22 | [71 empty] | 550
USA | MN | HUTCHINSON (AWOS) | 17.8 | 13.82 | 23.7 | 47.48 | 53.8 | 64.04 | 75.38 | 68.54 | 63.9 | 40.64 | 30.7 | 27.1 | 3 | [71 empty] | 551
USA | MN | INTERNATIONAL FALLS INTL AP | 1.6 | 11.3 | 20.8 | 39.2 | 56.1 | 64.4 | 67.46 | 64.22 | 54.1 | 41.72 | 28.4 | 5.7 | -17 | [71 empty] | 552
USA | MN | LITCHFIELD MUNI | 12.4 | 12.02 | 39.6 | 52.34 | 64.4 | 69.44 | 70.16 | 63.5 | 63.7 | 51.08 | 27.3 | 16.7 | -10 | [71 empty] | 553
USA | MN | LITTLE FALLS (AWOS) | 10.6 | 14.18 | 31.1 | 37.76 | 54.3 | 66.56 | 68.18 | 68.54 | 56.7 | 39.74 | 22.3 | 22.1 | -13 | [71 empty] | 554
USA | MN | MANKATO(AWOS) | 13.6 | 25.88 | 25.5 | 49.46 | 60.1 | 67.28 | 71.6 | 71.78 | 61.3 | 41.72 | 41.2 | 19.2 | -4 | [71 empty] | 555
USA | MN | MINNEAPOLIS-ST PAUL INT ARP | 11.5 | 23.36 | 35.6 | 45.5 | 61.7 | 68.72 | 74.84 | 69.08 | 60.4 | 46.76 | 32.5 | 19.4 | -10 | [71 empty] | 556
USA | MN | MINNEAPOLIS/CRYSTAL | 12.4 | 14.9 | 30.6 | 47.3 | 57.2 | 64.76 | 71.24 | 69.44 | 63.5 | 41.18 | 35.6 | 18.1 | -6 | [71 empty] | 557
USA | MN | MORA MUNI (AWOS) | 15.8 | 8.78 | 37.2 | 46.94 | 51.4 | 62.42 | 66.2 | 69.98 | 63 | 46.22 | 37.4 | 4.3 | -11 | [71 empty] | 558
USA | MN | MORRIS MUNI (AWOS) | 11.3 | 20.84 | 28.4 | 39.38 | 53.1 | 66.02 | 67.82 | 68 | 57 | 39.2 | 30.7 | 20.1 | -1 | [71 empty] | 559
USA | MN | NEW ULM MUNI (AWOS) | 17.8 | 15.62 | 26.1 | 47.84 | 56.7 | 67.82 | 72.32 | 69.62 | 63.3 | 46.76 | 41.2 | 25.2 | 5 | [71 empty] | 560
USA | MN | ORR | -3.1 | 19.94 | 22.8 | 39.38 | 51.8 | 62.6 | 59.9 | 63.5 | 57.9 | 34.88 | 23.2 | 12.9 | -15 | [71 empty] | 561
USA | MN | OWATONNA (AWOS) | 16.5 | 18.68 | 34 | 47.3 | 58.1 | 71.42 | 68 | 71.96 | 63.9 | 43.16 | 30.9 | 25.3 | -20 | [71 empty] | 562
USA | MN | PARK RAPIDS MUNICIPAL AP | 9.9 | 13.1 | 23.5 | 47.12 | 55.6 | 65.48 | 66.92 | 63.14 | 58.8 | 42.62 | 27.5 | 14.9 | -10 | [71 empty] | 563
USA | MN | PIPESTONE (AWOS) | 11.1 | 10.76 | 37 | 45.14 | 56.1 | 68.54 | 74.12 | 68.54 | 62.1 | 43.7 | 30.7 | 8.6 | -11 | [71 empty] | 564
USA | MN | RED WING | 15.6 | 23.18 | 32.9 | 40.1 | 56.8 | 69.08 | 75.56 | 70.7 | 62.4 | 53.6 | 32 | 17.8 | -2 | [71 empty] | 565
USA | MN | REDWOOD FALLS MUNI | 16.9 | 14.18 | 33.3 | 49.1 | 59.7 | 71.6 | 71.24 | 66.56 | 59.7 | 47.12 | 36.9 | 10.9 | -8 | [71 empty] | 566
USA | MN | ROCHESTER INTERNATIONAL ARPT | 9.3 | 18.14 | 32.5 | 44.6 | 57.6 | 66.56 | 69.62 | 68 | 59.7 | 45.32 | 32 | 18.3 | -21 | [71 empty] | 567
USA | MN | ROSEAU MUNI (AWOS) | 9 | 5.36 | 21.7 | 38.3 | 49.3 | 61.52 | 66.02 | 64.94 | 54.1 | 46.76 | 28.2 | 18.9 | -10 | [71 empty] | 568
USA | MN | SILVER BAY | 10.8 | 9.68 | 32.4 | 41.9 | 41.2 | 58.46 | 61.34 | 59 | 55.4 | 35.6 | 26.1 | 14.7 | -9 | [71 empty] | 569
USA | MN | SOUTH ST PAUL MUNI | 11.8 | 23 | 33.1 | 45.68 | 57.6 | 70.7 | 73.76 | 70.88 | 64.9 | 48.2 | 31.1 | 9.9 | -5 | [71 empty] | 570
USA | MN | ST CLOUD REGIONAL ARPT | 7.3 | 13.1 | 30.6 | 41.54 | 59 | 67.1 | 69.44 | 68.18 | 58.6 | 46.22 | 28.9 | 10.4 | -12 | [71 empty] | 571
USA | MN | ST PAUL DOWNTOWN AP | 3.9 | 22.64 | 33.4 | 44.6 | 56.3 | 69.8 | 69.44 | 72.86 | 62.8 | 48.2 | 37.4 | 15.6 | -16 | [71 empty] | 572
USA | MN | THIEF RIVER(AWOS) | 8.6 | 22.1 | 17.4 | 49.46 | 49.1 | 63.14 | 70.52 | 65.12 | 59 | 34.34 | 37.2 | 12.7 | -8 | [71 empty] | 573
USA | MN | WHEATON NDB (AWOS) | 13.3 | 14 | 27.7 | 50 | 56.1 | 63.86 | 70.88 | 68.54 | 63.5 | 43.7 | 21.4 | 19.8 | 2 | [71 empty] | 574
USA | MN | WILLMAR | 10.9 | 25.52 | 36.5 | 50.9 | 55.6 | 67.82 | 71.6 | 70.88 | 61 | 39.74 | 39 | 21.2 | -10 | [71 empty] | 575
USA | MN | WINONA MUNI (AWOS) | 17.8 | 18.32 | 36.1 | 51.08 | 56.3 | 68.9 | 69.8 | 70.52 | 65.3 | 46.4 | 37.6 | 9.7 | -4 | [71 empty] | 576
USA | MN | WORTHINGTON (AWOS) | 13.8 | 27.14 | 25.7 | 44.96 | 58.3 | 67.28 | 72.68 | 70.34 | 64.8 | 45.86 | 31.5 | 21.4 | -4 | [71 empty] | 577
USA | MO | CAPE GIRARDEAU MUNICIPAL AP | 31.5 | 38.66 | 48.9 | 52.34 | 62.4 | 75.02 | 76.46 | 77.18 | 67.1 | 58.1 | 50.7 | 36.3 | 7 | [71 empty] | 578
USA | MO | COLUMBIA REGIONAL AIRPORT | 27.3 | 27.86 | 46 | 55.76 | 64.8 | 72.14 | 78.08 | 74.66 | 69.1 | 55.04 | 41.2 | 31.1 | 10 | [71 empty] | 579
USA | MO | FARMINGTON | 36.5 | 37.76 | 48.4 | 56.48 | 63.5 | 70.52 | 76.1 | 78.98 | 63.5 | 57.74 | 42.8 | 36.3 | 6 | [71 empty] | 580
USA | MO | JEFFERSON CITY MEM | 33.4 | 38.48 | 45.7 | 57.74 | 62.2 | 75.92 | 78.8 | 76.82 | 71.4 | 57.02 | 49.1 | 33.3 | 16 | [71 empty] | 581
USA | MO | JOPLIN MUNICIPAL AP | 32.4 | 38.48 | 52 | 59 | 69.1 | 74.66 | 79.34 | 84.2 | 76.5 | 59.54 | 54.1 | 41.2 | 19 | [71 empty] | 582
USA | MO | KAISER MEM (AWOS) | 32 | 37.76 | 46.2 | 56.12 | 63.9 | 74.66 | 80.06 | 76.64 | 72.7 | 55.94 | 48.4 | 32.7 | 19 | [71 empty] | 583
USA | MO | KANSAS CITY DOWNTOWN AP | 29.8 | 41.9 | 49.3 | 56.84 | 69.6 | 76.1 | 80.6 | 83.12 | 75.6 | 57.56 | 42.6 | 37.8 | 14 | [71 empty] | 584
USA | MO | KANSAS CITY INT ARPT | 26.8 | 30.2 | 42.3 | 54.68 | 65.5 | 75.38 | 76.82 | 75.56 | 69.6 | 55.76 | 40.8 | 29.7 | 10 | [71 empty] | 585
USA | MO | KIRKSVILLE REGIONAL AP | 22.6 | 31.1 | 37.6 | 51.8 | 68 | 70.34 | 76.82 | 73.4 | 63.1 | 54.14 | 37.9 | 16.7 | -4 | [71 empty] | 586
USA | MO | POPLAR BLUFF(AMOS) | 34.9 | 35.42 | 50.2 | 60.8 | 67.1 | 74.84 | 80.96 | 78.26 | 69.1 | 62.6 | 45.1 | 35.6 | 23 | [71 empty] | 587
USA | MO | SPRINGFIELD REGIONAL ARPT | 33.1 | 31.82 | 48.4 | 57.2 | 62.4 | 74.12 | 78.08 | 76.28 | 67.3 | 57.56 | 43.5 | 37.4 | 15 | [71 empty] | 588
USA | MO | ST JOSEPH ROSECRANS MEMORIAL | 27 | 34.88 | 37.2 | 53.42 | 64.2 | 75.02 | 77.72 | 79.16 | 63.9 | 54.5 | 40.5 | 34.2 | 12 | [71 empty] | 589
USA | MO | ST LOUIS LAMBERT INT ARPT | 29.1 | 34.88 | 49.6 | 57.56 | 64.2 | 76.82 | 80.78 | 77.54 | 70.2 | 55.4 | 44.6 | 31.5 | 11 | [71 empty] | 590
USA | MO | ST LOUIS SPIRIT OF ST LOUIS A | 29.7 | 35.6 | 46.9 | 60.26 | 66.9 | 73.22 | 78.08 | 76.64 | 66.9 | 56.84 | 50.4 | 39.4 | 18 | [71 empty] | 591
USA | MO | VICHY ROLLA NATL ARPT | 27.9 | 40.1 | 47.3 | 56.66 | 61.3 | 71.6 | 75.92 | 69.98 | 64.9 | 55.58 | 48.4 | 31.8 | 1 | [71 empty] | 592
USA | MO | WHITEMAN AFB | 34.3 | 37.04 | 40.1 | 53.96 | 65.8 | 75.2 | 77.9 | 75.02 | 66 | 58.82 | 38.7 | 40.3 | 5 | [71 empty] | 593
USA | MS | COLUMBUS AFB | 39.9 | 48.38 | 50.7 | 61.34 | 68.7 | 78.44 | 81.86 | 79.88 | 74.5 | 62.42 | 48.7 | 37 | 21 | [71 empty] | 594
USA | MS | GOLDEN TRI(AWOS) | 38.7 | 47.3 | 50 | 60.26 | 72 | 77.36 | 80.06 | 76.82 | 74.8 | 60.08 | 47.5 | 43.9 | 19 | [71 empty] | 595
USA | MS | GREENWOOD LEFLORE ARPT | 45.7 | 51.98 | 51.6 | 65.48 | 69.8 | 77.9 | 80.06 | 81.14 | 73.9 | 62.6 | 57.9 | 44.6 | 27 | [71 empty] | 596
USA | MS | GULFPORT BILOXI INT | 55.4 | 56.3 | 58.8 | 65.12 | 75 | 80.24 | 80.6 | 81.86 | 79 | 69.08 | 55.4 | 52 | 38 | [71 empty] | 597
USA | MS | HATTIESBURG LAUREL | 43.7 | 47.66 | 61 | 65.66 | 74.7 | 76.82 | 78.44 | 76.46 | 74.8 | 59.9 | 55.8 | 47.3 | 35 | [71 empty] | 598
USA | MS | JACKSON INTERNATIONAL AP | 43.9 | 48.56 | 59 | 64.76 | 69.8 | 78.98 | 81.14 | 81.14 | 74.1 | 62.78 | 56.7 | 45.3 | 33 | [71 empty] | 599
USA | MS | KEESLER AFB | 48 | 54.86 | 57.6 | 66.02 | 75.6 | 79.88 | 82.04 | 80.96 | 77.4 | 66.38 | 61.9 | 53.2 | 32 | [71 empty] | 600
USA | MS | MCCOMB PIKE COUNTY AP | 48.4 | 51.44 | 57.2 | 68.54 | 70.7 | 78.08 | 79.16 | 80.42 | 77.5 | 65.48 | 53.6 | 48.7 | 32 | [71 empty] | 601
USA | MS | MERIDIAN KEY FIELD | 43.3 | 50 | 59.2 | 64.22 | 71.2 | 77.18 | 79.88 | 79.7 | 73.9 | 61.34 | 52.7 | 46.8 | 34 | [71 empty] | 602
USA | MS | MERIDIAN NAAS | 44.2 | 49.46 | 57.4 | 65.66 | 72.3 | 76.28 | 80.42 | 79.34 | 71.6 | 65.66 | 58.3 | 47.5 | 35 | [71 empty] | 603
USA | MS | NATCHEZ/HARDY(AWOS) | 48.6 | 53.78 | 61.7 | 67.46 | 69.8 | 76.46 | 79.7 | 77 | 74.3 | 65.12 | 58.3 | 48.2 | 30 | [71 empty] | 604
USA | MS | TUPELO C D LEMONS ARPT | 40.5 | 47.66 | 57.2 | 63.68 | 66.9 | 77.72 | 80.78 | 82.4 | 72.9 | 59.18 | 50.4 | 41.5 | 29 | [71 empty] | 605
USA | MT | BILLINGS LOGAN INT ARPT | 23.9 | 27.86 | 35.4 | 46.94 | 55.9 | 65.48 | 72.14 | 70.52 | 60.8 | 49.82 | 36.9 | 28.4 | 3 | [71 empty] | 606
USA | MT | BOZEMAN GALLATIN FIELD | 20.8 | 19.58 | 34.2 | 43.16 | 50.2 | 59 | 68.36 | 69.8 | 56.1 | 41.36 | 29.3 | 23.9 | -7 | [71 empty] | 607
USA | MT | BUTTE BERT MOONEY ARPT | 20.7 | 22.1 | 32.4 | 40.64 | 46.2 | 56.66 | 63.14 | 65.48 | 51.3 | 40.46 | 26.4 | 21.2 | 6 | [71 empty] | 608
USA | MT | CUT BANK MUNI AP | 23.9 | 26.06 | 29.7 | 41.72 | 50.7 | 58.64 | 64.22 | 62.78 | 53.6 | 43.52 | 34.2 | 28.4 | -10 | [71 empty] | 609
USA | MT | GLASGOW INTL ARPT | 8.4 | 22.1 | 33.3 | 44.78 | 58.8 | 65.12 | 71.96 | 69.98 | 57.7 | 44.78 | 33.1 | 18.3 | -14 | [71 empty] | 610
USA | MT | GLENDIVE(AWOS) | 18.3 | 27.32 | 19.4 | 46.04 | 53.8 | 61.88 | 74.84 | 69.8 | 57.4 | 35.96 | 33.1 | 16 | -8 | [71 empty] | 611
USA | MT | GREAT FALLS INTL ARPT | 16.2 | 28.04 | 32.5 | 44.06 | 50.2 | 61.7 | 69.08 | 66.56 | 58.5 | 47.48 | 37 | 24.6 | -13 | [71 empty] | 612
USA | MT | HAVRE CITY-COUNTY AP | 20.7 | 18.68 | 22.1 | 48.2 | 55.6 | 62.24 | 71.42 | 69.08 | 55.8 | 43.16 | 34.2 | 26.2 | -9 | [71 empty] | 613
USA | MT | HELENA REGIONAL AIRPORT | 23.5 | 25.34 | 35.8 | 43.16 | 53.2 | 63.32 | 68.9 | 65.3 | 58.5 | 43.34 | 34 | 23 | 4 | [71 empty] | 614
USA | MT | KALISPELL GLACIER PK INT AR | 25.2 | 27.68 | 30.9 | 44.96 | 52 | 59.54 | 65.48 | 67.28 | 54.7 | 41.36 | 31.5 | 24.4 | 8 | [71 empty] | 615
USA | MT | LEWISTOWN MUNICIPAL ARPT | 24.4 | 25.52 | 30 | 43.16 | 50.4 | 58.1 | 66.38 | 60.62 | 55.4 | 44.78 | 36.1 | 26.6 | 0 | [71 empty] | 616
USA | MT | LIVINGSTON MISSION FIELD | 26.4 | 29.3 | 41.4 | 44.06 | 50.9 | 58.64 | 69.26 | 70.52 | 57.9 | 45.14 | 37 | 31.1 | -5 | [71 empty] | 617
USA | MT | MILES CITY MUNICIPAL ARPT | 14 | 22.82 | 32 | 47.66 | 59.7 | 68 | 75.56 | 68.36 | 59.5 | 46.58 | 33.3 | 24.4 | -9 | [71 empty] | 618
USA | MT | MISSOULA INTERNATIONAL AP | 25.9 | 31.1 | 37.4 | 44.6 | 52.3 | 62.24 | 66.92 | 67.46 | 57 | 42.44 | 34 | 24.3 | 16 | [71 empty] | 619
USA | MT | SIDNEY-RICHLAND | 3.7 | 24.26 | 19.6 | 47.3 | 50.7 | 59.72 | 72.5 | 68.72 | 60.4 | 35.78 | 31.3 | 11.8 | -17 | [71 empty] | 620
USA | MT | WOLF POINT INTL [FORT PECK - SURFRAD] | 17.1 | 8.42 | 24.8 | 48.02 | 54.3 | 62.24 | 65.66 | 65.12 | 55 | 44.6 | 31.6 | 16.2 | -7 | [71 empty] | 621
Canada | NB | FREDERICTON | 15.4 | 19.04 | 28.8 | 40.64 | 52.2 | 62.06 | 66.74 | 66.2 | 58.3 | 46.58 | 36.9 | 23.7 | -1 | [71 empty] | 622
Canada | NB | MONCTON AP | 16.9 | 19.58 | 27.9 | 38.84 | 49.6 | 59.9 | 65.84 | 65.3 | 57.7 | 46.94 | 37.2 | 25 | 0 | [71 empty] | 623
USA | NC | ASHEVILLE REGIONAL ARPT | 34.5 | 40.28 | 47.1 | 56.84 | 62.2 | 69.98 | 72.5 | 71.96 | 65.5 | 54.5 | 45.7 | 38.3 | 24 | [71 empty] | 624
USA | NC | CAPE HATTERAS NWS BLDG | 42.8 | 48.74 | 55 | 61.52 | 68.5 | 75.74 | 79.7 | 78.26 | 75.9 | 62.78 | 58.1 | 47.1 | 36 | [71 empty] | 625
USA | NC | CHARLOTTE DOUGLAS INTL ARPT | 39 | 46.76 | 50.9 | 61.7 | 68 | 75.2 | 79.34 | 78.98 | 72.7 | 59.18 | 52.9 | 43.9 | 29 | [71 empty] | 626
USA | NC | CHERRY POINT MCAS | 42.4 | 45.32 | 48.7 | 58.46 | 66.4 | 75.92 | 82.04 | 77.36 | 72 | 62.6 | 50.2 | 40.8 | 24 | [71 empty] | 627
USA | NC | DARE CO RGNL | 40.8 | 40.82 | 45.7 | 56.12 | 64.4 | 75.56 | 81.32 | 76.28 | 71.8 | 66.92 | 58.6 | 51.8 | 28 | [71 empty] | 628
USA | NC | ELIZABETH CITY COAST GUARD AI [NREL] | 46.9 | 42.44 | 53.2 | 61.16 | 67.5 | 76.82 | 78.8 | 78.26 | 75.2 | 61.88 | 55.2 | 49.3 | 34 | [71 empty] | 629
USA | NC | FAYETTEVILLE POPE AFB | 39.6 | 45.68 | 48.7 | 61.34 | 67.6 | 78.26 | 82.22 | 77 | 71.1 | 61.52 | 49.6 | 42.8 | 22 | [71 empty] | 630
USA | NC | FAYETTEVILLE RGNL G | 40.3 | 44.96 | 48.4 | 61.34 | 69.1 | 76.28 | 77.54 | 76.28 | 70.7 | 61.16 | 48.9 | 37.8 | 21 | [71 empty] | 631
USA | NC | FORT BRAGG SIMMONS AAF | 45.5 | 45.86 | 48.7 | 59.9 | 70 | 78.08 | 82.04 | 76.64 | 72.3 | 62.78 | 47.8 | 43.9 | 22 | [71 empty] | 632
USA | NC | GOLDSBORO SEYMOUR JOHNSON AFB | 40.1 | 44.96 | 48.2 | 61.52 | 70.2 | 76.82 | 80.78 | 76.1 | 70.3 | 61.16 | 48.6 | 37.6 | 21 | [71 empty] | 633
USA | NC | GREENSBORO PIEDMONT TRIAD INT | 32.5 | 41 | 52.5 | 58.46 | 66.2 | 74.48 | 77.72 | 76.64 | 68.2 | 55.58 | 51.4 | 39.6 | 18 | [71 empty] | 634
USA | NC | HICKORY REGIONAL AP | 38.5 | 40.1 | 51.6 | 61.34 | 68.5 | 74.48 | 76.64 | 76.82 | 67.1 | 60.08 | 51.3 | 43.7 | 26 | [71 empty] | 635
USA | NC | JACKSONVILLE (AWOS) | 41.9 | 43.88 | 47.1 | 58.46 | 70.5 | 76.28 | 75.02 | 74.84 | 69.6 | 57.74 | 47.5 | 40.1 | 22 | [71 empty] | 636
USA | NC | NEW BERN CRAVEN CO REGL AP | 49.5 | 48.92 | 56.1 | 60.98 | 68 | 74.3 | 79.88 | 78.62 | 73.9 | 67.28 | 50.5 | 52 | 35 | [71 empty] | 637
USA | NC | NEW RIVER MCAF | 42.3 | 45.86 | 49.1 | 61.88 | 69.3 | 76.46 | 76.28 | 79.52 | 77.2 | 64.58 | 58.6 | 43.5 | 24 | [71 empty] | 638
USA | NC | PITT GREENVILLE ARP | 40.6 | 43.16 | 46 | 61.88 | 70 | 73.04 | 79.34 | 74.48 | 68.5 | 63.14 | 59.5 | 48.2 | 19 | [71 empty] | 639
USA | NC | RALEIGH DURHAM INTERNATIONAL | 39.6 | 41.36 | 51.1 | 60.26 | 68.2 | 75.02 | 78.62 | 75.92 | 71.4 | 58.28 | 51.4 | 42.1 | 31 | [71 empty] | 640
USA | NC | ROCKY MOUNT WILSON | 40.5 | 46.76 | 55.4 | 60.26 | 69.3 | 74.3 | 74.84 | 76.46 | 69.6 | 60.08 | 55.9 | 43.2 | 30 | [71 empty] | 641
USA | NC | SOUTHERN PINES AWOS | 43.3 | 43.88 | 46.8 | 56.3 | 64.6 | 75.74 | 77.36 | 75.74 | 71.1 | 61.88 | 46.6 | 46 | 20 | [71 empty] | 642
USA | NC | WILMINGTON INTERNATIONAL ARPT | 44.2 | 47.48 | 53.8 | 63.68 | 70.9 | 76.82 | 80.6 | 78.26 | 74.3 | 62.6 | 57.6 | 48.9 | 33 | [71 empty] | 643
USA | NC | WINSTON-SALEM REYNOLDS AP | 37.8 | 44.96 | 54.9 | 62.96 | 66.9 | 71.96 | 75.92 | 75.02 | 68.4 | 57.74 | 55.2 | 42.8 | 27 | [71 empty] | 644
USA | ND | BISMARCK MUNICIPAL ARPT [ISIS] | 9 | 19.58 | 32.2 | 46.04 | 57 | 65.84 | 72.86 | 68.18 | 57 | 43.88 | 31.1 | 15.4 | -8 | [71 empty] | 645
USA | ND | DEVILS LAKE(AWOS) | 5.4 | 14.54 | 16 | 46.22 | 48.6 | 67.64 | 64.4 | 66.02 | 61.7 | 46.76 | 34.3 | 15.4 | -11 | [71 empty] | 646
USA | ND | DICKINSON MUNICIPAL AP | 10.2 | 22.1 | 27.1 | 47.66 | 55.6 | 59.54 | 68.72 | 72.14 | 59 | 44.6 | 21.4 | 9.9 | -15 | [71 empty] | 647
USA | ND | FARGO HECTOR INTERNATIONAL AP | 5.9 | 11.3 | 29.7 | 45.5 | 60.8 | 66.74 | 70.7 | 66.74 | 58.8 | 44.42 | 26.1 | 9.3 | -14 | [71 empty] | 648
USA | ND | GRAND FORKS AF | 15.3 | 26.6 | 25.9 | 35.6 | 53.1 | 62.6 | 69.26 | 67.82 | 56.8 | 35.24 | 30.7 | 23 | -1 | [71 empty] | 649
USA | ND | GRAND FORKS INTERNATIONAL AP | 9 | 5 | 26.4 | 48.02 | 58.8 | 66.92 | 69.44 | 70.16 | 59.4 | 42.26 | 23.7 | 5.7 | -16 | [71 empty] | 650
USA | ND | JAMESTOWN MUNICIPAL ARPT | 3.6 | 19.04 | 25.9 | 49.46 | 50 | 64.04 | 70.7 | 69.98 | 61 | 35.06 | 29.1 | 6.4 | -22 | [71 empty] | 651
USA | ND | MINOT AFB | 16.9 | 19.94 | 23.2 | 37.22 | 50.2 | 60.44 | 69.98 | 65.12 | 54.3 | 42.8 | 36.3 | 24.6 | -6 | [71 empty] | 652
USA | ND | MINOT FAA AP | 9.1 | 16.34 | 22.5 | 47.48 | 56.7 | 66.02 | 70.34 | 66.2 | 57.6 | 45.5 | 28.4 | 13.8 | -10 | [71 empty] | 653
USA | ND | WILLISTON SLOULIN INTL AP | 10 | 19.94 | 32.9 | 38.66 | 57.6 | 64.04 | 68.72 | 69.98 | 60.6 | 45.86 | 29.1 | 16.2 | -4 | [71 empty] | 654
USA | NE | AINSWORTH MUNICIPAL | 26.2 | 31.82 | 41.4 | 47.48 | 56.3 | 66.56 | 71.6 | 73.58 | 64 | 50.18 | 37.8 | 31.6 | 7 | [71 empty] | 655
USA | NE | ALLIANCE MUNICIPAL | 27 | 28.76 | 39.2 | 46.58 | 53.8 | 66.74 | 74.3 | 73.58 | 62.1 | 46.94 | 30.7 | 23.9 | -8 | [71 empty] | 656
USA | NE | BEATRICE MUNICIPAL | 27.3 | 26.24 | 45 | 56.84 | 59.7 | 68.9 | 80.78 | 74.12 | 63.1 | 54.32 | 42.6 | 29.8 | 11 | [71 empty] | 657
USA | NE | BELLEVUE OFFUTT AFB | 20.1 | 37.04 | 41.2 | 47.12 | 60.4 | 75.02 | 76.82 | 73.76 | 65.7 | 46.94 | 33.8 | 31.8 | 0 | [71 empty] | 658
USA | NE | BREWSTER FIELD ARPT | 24.4 | 26.6 | 40.8 | 50.54 | 57.9 | 69.62 | 72.5 | 72.5 | 65.1 | 45.14 | 35.2 | 27.3 | 6 | [71 empty] | 659
USA | NE | BROKEN BOW MUNI | 22.1 | 29.12 | 29.1 | 49.1 | 57.6 | 66.2 | 71.06 | 75.2 | 63.9 | 48.56 | 34.5 | 30.2 | -4 | [71 empty] | 660
USA | NE | COLUMBUS MUNI | 19.9 | 25.16 | 30.7 | 52.34 | 63.9 | 68.36 | 78.08 | 70.34 | 64.6 | 53.42 | 38.8 | 26.4 | -2 | [71 empty] | 661
USA | NE | FALLS CITY/BRENNER | 21.2 | 25.52 | 46.2 | 55.22 | 61.7 | 69.98 | 74.84 | 73.22 | 69.8 | 54.86 | 36.9 | 32.4 | 6 | [71 empty] | 662
USA | NE | FREMONT MUNI ARPT | 24.3 | 21.02 | 43 | 50.18 | 58.8 | 71.24 | 71.78 | 73.22 | 69.4 | 53.42 | 30.6 | 14.4 | 3 | [71 empty] | 663
USA | NE | GRAND ISLAND CENTRAL NE REGIO | 17.4 | 23.9 | 38.1 | 52.16 | 60.8 | 73.04 | 75.92 | 73.4 | 65.1 | 51.44 | 34.3 | 25.9 | 3 | [71 empty] | 664
USA | NE | HASTINGS MUNICIPAL | 25.2 | 22.28 | 39.6 | 52.34 | 62.2 | 71.6 | 79.16 | 72.32 | 64.4 | 52.88 | 36.9 | 32.2 | 7 | [71 empty] | 665
USA | NE | KEARNEY MUNI (AWOS) | 26.1 | 37.04 | 29.3 | 51.62 | 57.6 | 67.64 | 75.74 | 69.26 | 68.7 | 44.42 | 38.5 | 28.9 | 11 | [71 empty] | 666
USA | NE | LINCOLN MUNICIPAL ARPT | 24.6 | 31.64 | 44.1 | 54.14 | 64 | 76.64 | 77.72 | 71.96 | 64.9 | 54.5 | 35.8 | 25.5 | 5 | [71 empty] | 667
USA | NE | MCCOOK MUNICIPAL | 29.7 | 29.12 | 45 | 51.62 | 64.8 | 69.08 | 77.54 | 78.62 | 67.5 | 51.62 | 36.7 | 26.4 | 7 | [71 empty] | 668
USA | NE | NORFOLK KARL STEFAN MEM ARPT | 16.3 | 24.44 | 37.4 | 51.26 | 61.3 | 70.7 | 77 | 72.5 | 65.1 | 51.08 | 32.4 | 22.1 | 1 | [71 empty] | 669
USA | NE | NORTH PLATTE REGIONAL AP | 25.9 | 26.24 | 36.7 | 48.2 | 56.8 | 68.9 | 74.66 | 71.96 | 60.8 | 48.2 | 37.6 | 29.1 | 9 | [71 empty] | 670
USA | NE | OMAHA EPPLEY AIRFIELD | 23.2 | 23.54 | 40.5 | 53.96 | 63.7 | 74.48 | 78.26 | 75.02 | 66.4 | 54.68 | 41.7 | 27 | 7 | [71 empty] | 671
USA | NE | OMAHA WSFO | 20.1 | 23.9 | 40.6 | 54.86 | 62.8 | 73.94 | 76.64 | 75.02 | 66.6 | 53.24 | 37.2 | 25.7 | 3 | [71 empty] | 672
USA | NE | SCOTTSBLUFF W B HEILIG FIELD | 22.5 | 29.3 | 37.8 | 48.2 | 58.1 | 68.72 | 73.76 | 71.24 | 62.1 | 48.02 | 34.3 | 29.5 | 4 | [71 empty] | 673
USA | NE | SIDNEY MUNICIPAL AP | 23.7 | 25.16 | 38.7 | 47.3 | 58.6 | 66.2 | 71.42 | 66.74 | 58.5 | 46.04 | 34.3 | 29.8 | -4 | [71 empty] | 674
USA | NE | TEKAMAH (ASOS) | 20.3 | 31.46 | 43.5 | 44.24 | 62.1 | 70.16 | 77.36 | 74.3 | 65.3 | 51.62 | 39.7 | 13.5 | -2 | [71 empty] | 675
USA | NE | VALENTINE MILLER FIELD | 24.1 | 32.54 | 36 | 46.22 | 59.4 | 69.26 | 74.66 | 72.5 | 63.7 | 50.36 | 37 | 26.4 | 2 | [71 empty] | 676
USA | NL | ST JOHNS | [12 empty] | 15 | [71 empty] | 677 | bar: Average Ambient Temp (F) Jan to Average Ambient Temp (F) Dec
USA | NH | BERLIN MUNICIPAL | 13.8 | 19.04 | 24.8 | 40.64 | 47.8 | 60.26 | 63.5 | 63.14 | 58.3 | 44.96 | 34.5 | 26.8 | 5 | [71 empty] | 678
USA | NH | CONCORD MUNICIPAL ARPT | 21.6 | 22.64 | 34.9 | 45.86 | 57.7 | 65.12 | 71.24 | 67.28 | 60.3 | 47.66 | 36.5 | 23.4 | 11 | [71 empty] | 679
USA | NH | DILLANT HOPKINS | 20.5 | 27.5 | 33.4 | 44.42 | 52.9 | 68.18 | 68.54 | 68.9 | 62.2 | 45.86 | 43.3 | 25 | 5 | [71 empty] | 680
USA | NH | LACONIA MUNI (AWOS) | 26.8 | 22.1 | 34.9 | 41.18 | 53.8 | 67.82 | 69.62 | 66.56 | 59 | 46.04 | 41.7 | 30.6 | 6 | [71 empty] | 681
USA | NH | LEBANON MUNICIPAL | 16.9 | 22.64 | 32.9 | 46.04 | 51.1 | 66.92 | 68.18 | 66.92 | 61.7 | 48.2 | 41.4 | 26.6 | -2 | [71 empty] | 682
USA | NH | MANCHESTER AIRPORT | 22.5 | 27.14 | 40.8 | 46.04 | 52.9 | 66.2 | 72.86 | 71.6 | 65.5 | 50.54 | 42.1 | 35.2 | 7 | [71 empty] | 683
USA | NH | MOUNT WASHINGTON | 13.3 | 9.32 | 17.4 | 24.26 | 31.1 | 41.72 | 45.32 | 46.4 | 39.4 | 35.42 | 22.6 | 17.1 | -7 | [71 empty] | 684
USA | NH | PEASE INTL TRADEPOR | 30.6 | 26.78 | 33.1 | 42.26 | 55.4 | 66.38 | 71.42 | 68.9 | 60.4 | 48.92 | 38.3 | 33.3 | 10 | [71 empty] | 685
USA | NJ | ATLANTIC CITY INTL AP | 30.4 | 34.7 | 42.3 | 51.8 | 62.1 | 70.52 | 75.02 | 73.58 | 65.5 | 54.14 | 47.8 | 35.8 | 23 | [71 empty] | 686
USA | NJ | BELMAR ASC | 30.6 | 33.8 | 36.7 | 51.08 | 61 | 68.54 | 76.46 | 73.58 | 64.6 | 53.6 | 46.9 | 38.1 | 18 | [71 empty] | 687
USA | NJ | CALDWELL/ESSEX CO. | 30 | 35.24 | 41.7 | 49.28 | 58.6 | 71.24 | 70.52 | 70.34 | 67.3 | 53.42 | 48.6 | 39.9 | 17 | [71 empty] | 688
USA | NJ | CAPE MAY CO | 40.1 | 38.66 | 42.1 | 49.82 | 60.6 | 70.34 | 78.26 | 72.86 | 68.7 | 57.92 | 52.2 | 42.6 | 28 | [71 empty] | 689
USA | NJ | MCGUIRE AFB | 30.7 | 34.34 | 43.3 | 51.62 | 58.8 | 72.86 | 75.92 | 71.78 | 68.5 | 60.26 | 40.8 | 39.4 | 13 | [71 empty] | 690
USA | NJ | MILLVILLE MUNICIPAL AP | 33.8 | 39.38 | 38.1 | 54.32 | 67.3 | 68.18 | 75.92 | 71.42 | 64.4 | 57.02 | 49.3 | 40.8 | 19 | [71 empty] | 691
USA | NJ | NEWARK INTERNATIONAL ARPT | 27.1 | 32.54 | 44.8 | 52.88 | 63.9 | 72.86 | 77.18 | 75.74 | 67.8 | 55.94 | 45.1 | 36.7 | 18 | [71 empty] | 692
USA | NJ | TETERBORO AIRPORT | 29.8 | 39.02 | 43.7 | 50.72 | 62.4 | 69.8 | 72.14 | 71.24 | 64.4 | 54.86 | 48.7 | 38.1 | 17 | [71 empty] | 693
USA | NJ | TRENTON MERCER COUNTY AP | 30 | 33.08 | 44.2 | 55.04 | 59.9 | 71.24 | 77.54 | 77 | 65.7 | 56.12 | 48 | 36.1 | 13 | [71 empty] | 694
USA | NM | ALBUQUERQUE INTL ARPT [ISIS] | 36.7 | 39.74 | 47.8 | 57.02 | 64 | 73.76 | 78.08 | 75.38 | 68.9 | 56.66 | 44.6 | 35.8 | 29 | [71 empty] | 695
USA | NM | CARLSBAD CAVERN CITY AIR TERM | 39.9 | 47.12 | 53.4 | 61.52 | 76.3 | 79.88 | 82.76 | 82.58 | 72.5 | 63.5 | 56.5 | 43.5 | 33 | [71 empty] | 696
USA | NM | CLAYTON MUNICIPAL AIRPARK | 36.7 | 34.52 | 41.5 | 56.3 | 66.7 | 69.26 | 76.1 | 76.1 | 66.7 | 54.14 | 42.4 | 36.1 | 21 | [71 empty] | 697
USA | NM | CLOVIS CANNON AFB | 34 | 37.94 | 45.5 | 50.18 | 67.3 | 79.52 | 79.34 | 71.42 | 73.4 | 57.74 | 41.9 | 38.7 | 13 | [71 empty] | 698
USA | NM | CLOVIS MUNI (AWOS) | 38.3 | 39.02 | 44.4 | 55.94 | 70.2 | 69.08 | 78.26 | 77.36 | 72 | 52.7 | 42.6 | 32.7 | 25 | [71 empty] | 699
USA | NM | DEMING MUNI | 43.7 | 45.68 | 55.9 | 65.3 | 72 | 80.6 | 80.6 | 77.72 | 76.1 | 62.24 | 49.3 | 41.5 | 35 | [71 empty] | 700
USA | NM | FARMINGTON FOUR CORNERS REGL | 32.7 | 35.24 | 40.6 | 55.94 | 64.2 | 73.04 | 77.72 | 74.66 | 63.1 | 51.8 | 37.9 | 31.3 | 22 | [71 empty] | 701
USA | NM | GALLUP SEN CLARKE FLD | 31.8 | 34.52 | 40.5 | 47.12 | 58.8 | 67.64 | 70.34 | 69.8 | 61.2 | 46.76 | 37 | 29.3 | 19 | [71 empty] | 702
USA | NM | HOLLOMAN AFB | 41.2 | 48.74 | 52 | 60.26 | 73.2 | 77 | 80.6 | 79.34 | 75.2 | 59 | 46.8 | 40.3 | 28 | [71 empty] | 703
USA | NM | LAS VEGAS MUNICIPAL ARPT | 37.6 | 37.58 | 40.6 | 53.42 | 59 | 65.12 | 68.54 | 66.02 | 63.5 | 50.54 | 40.3 | 34.5 | 19 | [71 empty] | 704
USA | NM | ROSWELL INDUSTRIAL AIR PARK | 40.3 | 48.92 | 54.3 | 63.14 | 72.5 | 77.72 | 80.06 | 81.86 | 70.9 | 62.96 | 51.4 | 45 | 32 | [71 empty] | 705
USA | NM | SANTA FE COUNTY MUNICIPAL AP | 31.1 | 35.96 | 47.1 | 51.44 | 60.8 | 70.16 | 70.7 | 69.8 | 61 | 50.9 | 37.9 | 29.7 | 24 | [71 empty] | 706
USA | NM | SIERRA BLANCA RGNL | 41.9 | 42.8 | 49.6 | 56.3 | 64.6 | 68.9 | 69.8 | 70.52 | 64.9 | 52.52 | 41 | 37.8 | 22 | [71 empty] | 707
USA | NM | TAOS MUNI APT(AWOS) | 28.4 | 32.9 | 37.2 | 46.94 | 57.6 | 66.38 | 68.36 | 64.4 | 56.5 | 44.96 | 33.1 | 23.7 | 16 | [71 empty] | 708
USA | NM | TRUTH OR CONSEQUENCES MUNI AP | 45.3 | 45.5 | 50.7 | 63.86 | 71.4 | 78.98 | 79.34 | 78.08 | 72.1 | 59.18 | 48.2 | 40.1 | 30 | [71 empty] | 709
USA | NS | GREENWOOD AP | [12 empty] | 8 | [71 empty] | 710 | bar: Average Ambient Temp (F) Jan to Average Ambient Temp (F) Dec
USA | NS | HALIFAX | 21.7 | 23.18 | 30 | 39.92 | 49.1 | 59.18 | 65.3 | 65.66 | 59 | 49.1 | 39.2 | 28.8 | 7 | [71 empty] | 711
USA | NS | SHEARWATER | 21.7 | 23.18 | 30 | 39.92 | 49.1 | 59.18 | 65.3 | 65.66 | 59 | 48.92 | 39.2 | 28.8 | 8 | [71 empty] | 712
USA | NS | SYDNEY AP | 23.7 | 23 | 28.4 | 36.86 | 45.9 | 55.76 | 64.58 | 65.48 | 58.6 | 48.74 | 40.5 | 30.7 | 9 | [71 empty] | 713
USA | NT | YELLOWKNIFE AP | -11.6 | -8.68 | 0.9 | 22.64 | 39 | 56.12 | 62.96 | 56.48 | 45.5 | 30.74 | 11.1 | -5.4 | -35 | [71 empty] | 714
USA | NU | IQALUIT | -15.5 | -14.26 | -6.2 | 9.5 | 27.1 | 38.48 | 48.02 | 45.5 | 37.6 | 28.04 | 13.6 | -1.3 | -31 | [71 empty] | 715
USA | NV | ELKO MUNICIPAL ARPT | 23.2 | 32.54 | 36.7 | 46.76 | 54.7 | 65.3 | 73.4 | 68.18 | 57 | 45.5 | 33.8 | 25.7 | 3 | [71 empty] | 716
USA | NV | ELY YELLAND FIELD | 26.6 | 30.02 | 34.7 | 44.24 | 50.2 | 63.14 | 69.62 | 65.66 | 56.7 | 46.04 | 32.7 | 25.5 | 17 | [71 empty] | 717
USA | NV | FALLON NAAS | 31.1 | 36.14 | 47.7 | 50 | 62.1 | 72.68 | 78.98 | 75.2 | 65.8 | 54.32 | 38.7 | 33.4 | 18 | [71 empty] | 718
USA | NV | LAS VEGAS MCCARRAN INTL AP | 46 | 48.74 | 55.2 | 66.92 | 76.6 | 86.36 | 91.58 | 88.7 | 81.5 | 67.28 | 55.4 | 46.9 | 40 | [71 empty] | 719
USA | NV | LOVELOCK DERBY FIELD | 30.9 | 38.84 | 43.2 | 50.18 | 60.3 | 71.24 | 79.7 | 74.84 | 65.7 | 53.42 | 39.9 | 32.7 | 22 | [71 empty] | 720
USA | NV | MERCURY DESERT ROCK AP [SURFRAD] | 44.2 | 46.58 | 56.5 | 57.56 | 72 | 82.22 | 86.72 | 86.72 | 77.9 | 63.14 | 50.2 | 41.5 | 35 | [71 empty] | 721
USA | NV | NELLIS AFB | 48.9 | 51.62 | 58.6 | 62.06 | 83.8 | 90.86 | 94.28 | 90.32 | 83.1 | 66.92 | 52.3 | 47.5 | 39 | [71 empty] | 722
USA | NV | RENO TAHOE INTERNATIONAL AP | 33.3 | 38.12 | 42.1 | 50.36 | 59 | 67.46 | 75.74 | 73.4 | 62.2 | 50 | 39.9 | 31.1 | 11 | [71 empty] | 723
USA | NV | TONOPAH AIRPORT | 35.4 | 35.06 | 39 | 50.18 | 58.5 | 71.78 | 76.46 | 72.14 | 64.8 | 51.08 | 38.1 | 31.6 | 25 | [71 empty] | 724
USA | NV | WINNEMUCCA MUNICIPAL ARPT | 28.2 | 35.96 | 37.9 | 50.36 | 57.6 | 68.36 | 74.66 | 72.68 | 61.3 | 46.94 | 37.9 | 32.4 | 14 | [71 empty] | 725
USA | NY | ADIRONDACK RGNL | 16.9 | 21.2 | 30.6 | 38.3 | 51.3 | 64.04 | 64.58 | 64.58 | 54 | 40.46 | 30.6 | 19.4 | 6 | [71 empty] | 726
USA | NY | ALBANY COUNTY AP | 19.9 | 25.16 | 36.7 | 48.56 | 60.3 | 65.3 | 71.96 | 68.9 | 61.2 | 49.64 | 40.3 | 28.9 | 11 | [71 empty] | 727
USA | NY | BINGHAMTON EDWIN A LINK FIELD | 23.2 | 23.9 | 33.8 | 46.22 | 57.6 | 66.74 | 68.36 | 66.92 | 57.6 | 49.46 | 39.7 | 28 | 11 | [71 empty] | 728
USA | NY | BUFFALO NIAGARA INTL AP | 25.9 | 24.44 | 36.9 | 45.5 | 56.7 | 65.48 | 71.6 | 69.26 | 61.7 | 49.46 | 42.8 | 28 | 12 | [71 empty] | 729
USA | NY | ELMIRA CORNING REGIONAL AP | 26.8 | 31.82 | 38.5 | 49.28 | 52 | 64.94 | 67.46 | 66.56 | 60.4 | 48.74 | 40.8 | 30 | 18 | [71 empty] | 730
USA | NY | FORT DRUM/WHEELER-S | 25.9 | 26.96 | 33.1 | 40.64 | 52.7 | 65.66 | 70.34 | 64.58 | 57 | 45.5 | 35.4 | 30.6 | 10 | [71 empty] | 731
USA | NY | GLENS FALLS AP | 19.8 | 15.26 | 36.7 | 49.46 | 53.2 | 65.84 | 71.96 | 68 | 63.3 | 47.66 | 41.4 | 29.7 | -1 | [71 empty] | 732
USA | NY | ISLIP LONG ISL MACARTHUR AP | 30.2 | 34.16 | 42.4 | 51.62 | 59.9 | 70.88 | 76.64 | 74.3 | 66.6 | 54.32 | 48 | 37.9 | 16 | [71 empty] | 733
USA | NY | JAMESTOWN (AWOS) | 30.2 | 22.64 | 35.8 | 40.82 | 52.5 | 62.06 | 68.9 | 62.78 | 56.5 | 49.46 | 35.6 | 33.1 | -1 | [71 empty] | 734
USA | NY | MASSENA AP | 17.4 | 19.22 | 30.6 | 44.6 | 57.6 | 65.84 | 69.62 | 68.18 | 57.6 | 46.4 | 34.7 | 22.5 | 2 | [71 empty] | 735
USA | NY | MONTICELLO(AWOS) | 25.9 | 26.6 | 29.5 | 48.74 | 53.2 | 65.66 | 69.98 | 68.36 | 62.4 | 48.2 | 38.8 | 24.4 | 13 | [71 empty] | 736
USA | NY | NEW YORK CENTRAL PRK OBS BELV | 28.9 | 34.7 | 43.7 | 52.34 | 63 | 71.96 | 77 | 73.76 | 68.4 | 55.4 | 48 | 35.4 | 20 | [71 empty] | 737
USA | NY | NEW YORK J F KENNEDY INT AR | 34.2 | 31.64 | 42.1 | 51.62 | 61 | 71.06 | 77 | 76.64 | 67.8 | 57.2 | 45.1 | 37.9 | 20 | [71 empty] | 738
USA | NY | NEW YORK LAGUARDIA ARPT | 35.4 | 32.18 | 44.2 | 54.86 | 61.5 | 71.96 | 79.7 | 77 | 68.5 | 59.72 | 52.2 | 38.5 | 20 | [71 empty] | 739
USA | NY | NIAGARA FALLS AF | 32 | 24.44 | 28.8 | 48.56 | 50.9 | 73.4 | 71.78 | 67.1 | 62.2 | 51.98 | 46 | 31.6 | 5 | [71 empty] | 740
USA | NY | POUGHKEEPSIE DUTCHESS CO AP | 24.4 | 28.58 | 42.1 | 51.8 | 59.5 | 67.82 | 70.16 | 69.98 | 63 | 49.46 | 45.9 | 31.8 | 8 | [71 empty] | 741
USA | NY | REPUBLIC | 34.3 | 33.8 | 44.6 | 50.9 | 58.3 | 65.84 | 75.2 | 75.56 | 71.2 | 54.32 | 50.4 | 37 | 26 | [71 empty] | 742
USA | NY | ROCHESTER GREATER ROCHESTER I | 24.6 | 24.08 | 36.9 | 48.02 | 59.7 | 66.56 | 71.96 | 69.62 | 62.6 | 50.72 | 42.4 | 28.9 | 12 | [71 empty] | 743
USA | NY | STEWART FIELD | 19.8 | 30.2 | 40.5 | 48.92 | 57.4 | 69.08 | 74.66 | 72.14 | 62.4 | 48.74 | 43.3 | 36 | 11 | [71 empty] | 744
USA | NY | SYRACUSE HANCOCK INT ARPT | 26.1 | 25.34 | 37.4 | 48.02 | 59.9 | 66.38 | 71.78 | 68 | 60.8 | 49.46 | 41 | 27.7 | 13 | [71 empty] | 745
USA | NY | UTICA ONEIDA COUNTY AP | 24.6 | 28.94 | 32.2 | 43.7 | 58.6 | 66.02 | 69.08 | 66.02 | 61.9 | 50.18 | 39.6 | 24.3 | 10 | [71 empty] | 746
USA | NY | WATERTOWN AP | 22.3 | 24.98 | 29.3 | 45.32 | 54.9 | 63.14 | 67.82 | 68.36 | 63.1 | 49.82 | 35.8 | 28.8 | 10 | [71 empty] | 747
USA | NY | WESTHAMPTON GABRESKI AP | 28.4 | 35.78 | 41.4 | 47.3 | 57.4 | 64.22 | 68.9 | 72.32 | 65.5 | 55.58 | 44.2 | 37 | 22 | [71 empty] | 748
USA | NY | WHITE PLAINS WESTCHESTER CO A | 24.1 | 30.74 | 43.7 | 52.16 | 57.6 | 65.3 | 73.22 | 69.44 | 64.8 | 53.6 | 45.1 | 28.9 | 14 | [71 empty] | 749
USA | OH | AKRON AKRON-CANTON REG AP | 23.2 | 26.24 | 37.9 | 49.1 | 61 | 67.64 | 72.32 | 70.34 | 62.2 | 49.82 | 42.3 | 32 | 11 | [71 empty] | 750
USA | OH | BURKE LAKEFRONT | 22.6 | 32.72 | 34.5 | 48.74 | 58.5 | 71.24 | 73.04 | 70.16 | 66.2 | 53.24 | 50 | 24.6 | 15 | [71 empty] | 751
USA | OH | CINCINNATI MUNICIPAL AP LUNKI | 31.6 | 32 | 42.8 | 56.48 | 63.3 | 68 | 77.36 | 73.94 | 65.1 | 53.6 | 48 | 36.3 | 16 | [71 empty] | 752
USA | OH | CLEVELAND HOPKINS INTL AP | 26.1 | 25.7 | 37.6 | 49.1 | 61.2 | 69.98 | 75.2 | 70.88 | 63.9 | 52.88 | 42.4 | 30.9 | 8 | [71 empty] | 753
USA | OH | COLUMBUS PORT COLUMBUS INTL A | 27.5 | 28.76 | 41.5 | 53.06 | 63.1 | 69.8 | 73.4 | 71.42 | 64.4 | 51.26 | 44.1 | 32.7 | 11 | [71 empty] | 754
USA | OH | DAYTON INTERNATIONAL AIRPORT | 24.6 | 26.96 | 42.4 | 51.8 | 63.3 | 70.34 | 75.02 | 72.68 | 63.7 | 51.26 | 41 | 30.9 | 10 | [71 empty] | 755
USA | OH | FINDLAY AIRPORT | 26.8 | 32.54 | 44.1 | 53.78 | 58.8 | 67.1 | 71.6 | 68.36 | 63.1 | 51.8 | 44.2 | 32.5 | 17 | [71 empty] | 756
USA | OH | MANSFIELD LAHM MUNICIPAL ARPT | 21.4 | 24.26 | 36.1 | 48.56 | 58.6 | 67.1 | 73.04 | 69.98 | 62.1 | 50.18 | 40.8 | 30.9 | 2 | [71 empty] | 757
USA | OH | OHIO STATE UNIVERSI | 29.5 | 35.6 | 42.6 | 49.82 | 57.7 | 70.52 | 75.38 | 77.72 | 69.6 | 56.12 | 44.8 | 34 | 12 | [71 empty] | 758
USA | OH | TOLEDO EXPRESS AIRPORT | 24.8 | 25.16 | 39 | 51.26 | 60.3 | 67.64 | 73.04 | 69.44 | 62.8 | 49.46 | 39 | 25 | 6 | [71 empty] | 759
USA | OH | YOUNGSTOWN REGIONAL AIRPORT | 25.2 | 25.52 | 39.6 | 46.76 | 56.7 | 66.2 | 71.6 | 68.36 | 61.9 | 49.1 | 42.4 | 27.9 | 10 | [71 empty] | 760
USA | OH | ZANESVILLE MUNICIPAL AP | 37.6 | 35.96 | 42.8 | 55.4 | 65.1 | 66.2 | 73.04 | 69.08 | 64 | 52.16 | 45.1 | 33.8 | 26 | [71 empty] | 761
USA | OK | ALTUS AFB | 39.4 | 42.62 | 52 | 61.7 | 73.8 | 86.54 | 83.84 | 84.56 | 75.4 | 62.78 | 51.6 | 42.1 | 19 | [71 empty] | 762
USA | OK | CLINTON-SHERMAN | 37.4 | 38.66 | 44.4 | 57.74 | 72.9 | 74.12 | 81.5 | 77.72 | 77 | 59.9 | 48.9 | 33.3 | 22 | [71 empty] | 763
USA | OK | FORT SILL POST FIELD AF | 39 | 42.8 | 48.2 | 60.8 | 72.7 | 84.38 | 82.76 | 82.04 | 77.7 | 63.5 | 47.5 | 41.7 | 21 | [71 empty] | 764
USA | OK | GAGE AIRPORT | 32.7 | 35.96 | 50 | 59.9 | 70.9 | 77.36 | 82.58 | 82.22 | 72 | 57.92 | 45.5 | 38.5 | 22 | [71 empty] | 765
USA | OK | HOBART MUNICIPAL AP | 36 | 38.3 | 54.1 | 58.82 | 67.8 | 80.42 | 82.76 | 88.88 | 75.6 | 63.5 | 49.5 | 37.9 | 21 | [71 empty] | 766
USA | OK | LAWTON MUNICIPAL | 41.7 | 50.18 | 48.9 | 62.6 | 71.1 | 77.54 | 82.04 | 82.58 | 71.1 | 61.52 | 52 | 40.6 | 30 | [71 empty] | 767
USA | OK | MCALESTER MUNICIPAL AP | 39.4 | 45.86 | 53.4 | 62.24 | 70.3 | 79.88 | 81.86 | 78.8 | 75 | 59 | 58.6 | 41.4 | 20 | [71 empty] | 768
USA | OK | OKLAHOMA CITY TINKER AFB | 38.3 | 38.12 | 45.9 | 59 | 70.7 | 80.42 | 84.38 | 80.6 | 69.6 | 61.52 | 45.7 | 39.2 | 21 | [71 empty] | 769
USA | OK | OKLAHOMA CITY WILL ROGERS WOR | 33.6 | 44.24 | 50.7 | 61.16 | 69.1 | 77 | 81.86 | 82.22 | 73.4 | 62.6 | 49.6 | 38.5 | 15 | [71 empty] | 770
USA | OK | OKLAHOMA CITY/WILEY | 37.4 | 37.58 | 45.9 | 60.08 | 71.8 | 75.2 | 82.22 | 84.56 | 71.2 | 62.24 | 45.3 | 39.7 | 20 | [71 empty] | 771
USA | OK | PONCA CITY MUNICIPAL AP [SGP - ARM] | 39 | 39.92 | 49.5 | 59.9 | 68.7 | 77.18 | 83.12 | 88.7 | 80.6 | 54.32 | 53.2 | 38.1 | 24 | [71 empty] | 772
USA | OK | STILLWATER RGNL | 35.8 | 36.5 | 52.2 | 65.3 | 69.1 | 74.66 | 86.18 | 82.94 | 75.4 | 55.04 | 49.5 | 39.9 | 19 | [71 empty] | 773
USA | OK | TULSA INTERNATIONAL AIRPORT | 34.5 | 37.58 | 52.9 | 60.8 | 69.6 | 79.88 | 84.2 | 81.32 | 70.7 | 61.7 | 47.5 | 39 | 21 | [71 empty] | 774
USA | OK | VANCE AFB | 36 | 35.42 | 43.3 | 58.28 | 65.8 | 78.44 | 82.4 | 80.78 | 76.3 | 60.8 | 43.2 | 34.7 | 17 | [71 empty] | 775
Canada | ON | BEAUSOLEIL | 18.1 | 19.58 | 28.8 | 42.26 | 53.2 | 64.04 | 68.36 | 67.82 | 61 | 48.2 | 38.1 | 23.9 | 1 | [71 empty] | 776
Canada | ON | BURLINGTON PIERS | 23.9 | 26.06 | 34 | 43.88 | 54 | 65.3 | 69.98 | 70.7 | 64.8 | 51.98 | 42.8 | 28.6 | 7 | [71 empty] | 777
Canada | ON | ERIEAU | 23 | 25.34 | 32.9 | 42.98 | 53.1 | 64.58 | 70.16 | 71.24 | 65.7 | 53.6 | 43.9 | 28.2 | 8 | [71 empty] | 778
Canada | ON | LAGOON CITY | 16 | 17.6 | 27.5 | 40.64 | 53.2 | 64.04 | 68.72 | 68.36 | 61.3 | 48.74 | 38.1 | 22.8 | -3 | [71 empty] | 779
Canada | ON | LONDON AP | 23.2 | 23.9 | 32.5 | 45.5 | 55.4 | 66.02 | 69.62 | 68.72 | 61.9 | 49.82 | 40.1 | 27.5 | 8 | [71 empty] | 780
Canada | ON | NORTH BAY AP | 11.1 | 13.82 | 24.3 | 39.38 | 51.8 | 62.06 | 65.66 | 64.58 | 57.2 | 43.7 | 32.5 | 18.1 | -7 | [71 empty] | 781
Canada | ON | OTTAWA | 14.7 | 17.78 | 28.2 | 43.52 | 55.4 | 65.48 | 69.08 | 68.36 | 60.6 | 46.76 | 36.1 | 21.9 | -2 | [71 empty] | 782
Canada | ON | PETERBOROUGH AP | 19.2 | 20.48 | 29.8 | 43.34 | 54.1 | 64.22 | 67.64 | 66.92 | 59.2 | 46.94 | 37.4 | 25 | 2 | [71 empty] | 783
Canada | ON | PORT WELLER | 27.1 | 28.04 | 36 | 47.3 | 58.6 | 69.62 | 73.76 | 73.22 | 66.6 | 53.42 | 43.5 | 31.8 | 14 | [71 empty] | 784
Canada | ON | SAULT STE MARIE | 16.5 | 17.42 | 25.2 | 38.84 | 49.6 | 59.54 | 64.76 | 64.58 | 58.6 | 45.86 | 35.8 | 23.4 | 0 | [71 empty] | 785
Canada | ON | SUDBURY AP | 10.6 | 13.1 | 23.9 | 39.02 | 51.6 | 62.24 | 65.84 | 64.58 | 57.2 | 43.52 | 32.2 | 18 | -7 | [71 empty] | 786
Canada | ON | THUNDER BAY AP | 9.1 | 11.84 | 23 | 37.4 | 48.2 | 58.46 | 64.4 | 63.14 | 55.4 | 41.9 | 30.7 | 14.7 | -10 | [71 empty] | 787
Canada | ON | TIMMINS AP | 4.3 | 7.52 | 19.8 | 35.6 | 49.8 | 60.26 | 63.5 | 61.7 | 54.3 | 40.46 | 28.8 | 12.2 | -14 | [71 empty] | 788
Canada | ON | TORONTO AP | 22.3 | 23.36 | 31.6 | 44.6 | 55.2 | 66.2 | 70.34 | 69.62 | 62.2 | 49.1 | 39.4 | 27.7 | 7 | [71 empty] | 789
Canada | ON | TORONTO ISLAND AP | 25.9 | 26.78 | 33.4 | 43.7 | 52.9 | 63.68 | 68.54 | 69.98 | 64 | 50.72 | 41.7 | 31.1 | 12 | [71 empty] | 790
Canada | ON | TORONTO | 23.9 | 24.8 | 33.1 | 45.32 | 55.9 | 66.74 | 71.24 | 70.7 | 63.7 | 50.54 | 40.6 | 28.9 | 9 | [71 empty] | 791
Canada | ON | TRENTON AP | 21 | 22.46 | 31.5 | 44.06 | 54.9 | 65.12 | 69.44 | 68.9 | 61.7 | 48.92 | 39.2 | 27.1 | 4 | [71 empty] | 792
Canada | ON | WINDSOR | 26.4 | 27.68 | 36.3 | 48.92 | 59 | 69.62 | 73.4 | 72.32 | 65.5 | 53.06 | 42.8 | 30 | 12 | [71 empty] | 793
USA | OR | ASTORIA REGIONAL AIRPORT | 43.3 | 44.96 | 47.8 | 49.82 | 52.7 | 56.3 | 60.26 | 62.24 | 57.7 | 52.7 | 46 | 43.5 | 35 | [71 empty] | 794
USA | OR | AURORA STATE | 41.5 | 44.06 | 48.6 | 51.8 | 55.4 | 63.5 | 68.9 | 67.82 | 60.8 | 52.34 | 48 | 42.8 | 37 | [71 empty] | 795
USA | OR | BAKER MUNICIPAL AP | 30.6 | 27.5 | 34.5 | 44.96 | 50 | 60.08 | 68.18 | 67.1 | 59 | 45.5 | 33.3 | 31.5 | 20 | [71 empty] | 796
USA | OR | BURNS MUNICIPAL ARPT [UO] | 28.4 | 32 | 36.5 | 42.26 | 50.7 | 61.7 | 69.8 | 64.4 | 55.8 | 43.7 | 35.4 | 28 | 16 | [71 empty] | 797
USA | OR | CORVALLIS MUNI | 41.9 | 44.96 | 50.2 | 52.7 | 54.3 | 62.78 | 69.26 | 68.18 | 64.6 | 52.52 | 45 | 43.3 | 36 | [71 empty] | 798
USA | OR | EUGENE MAHLON SWEET ARPT [UO] | 41.9 | 40.64 | 45.9 | 49.82 | 56.1 | 60.44 | 66.38 | 67.46 | 61.5 | 52.88 | 43 | 39.7 | 32 | [71 empty] | 799
USA | OR | KLAMATH FALLS INTL AP [UO] | 30.6 | 37.22 | 35.8 | 44.96 | 51.3 | 60.44 | 68.54 | 67.1 | 55.2 | 44.78 | 34.9 | 30.9 | 24 | [71 empty] | 800
USA | OR | LA GRANDE MUNI AP | 32.5 | 34.88 | 42.3 | 47.12 | 52.7 | 62.6 | 66.56 | 68.72 | 62.1 | 49.28 | 37.8 | 33.4 | 21 | [71 empty] | 801
USA | OR | LAKEVIEW (AWOS) | 29.8 | 31.1 | 37.2 | 41.72 | 49.8 | 61.52 | 69.44 | 63.86 | 58.3 | 44.42 | 35.1 | 30.4 | 22 | [71 empty] | 802
USA | OR | MEDFORD ROGUE VALLEY INTL AP [ASHLAND - UO] | 37.6 | 42.98 | 45.9 | 51.26 | 55.8 | 66.38 | 72.5 | 69.62 | 63.7 | 55.58 | 42.1 | 38.5 | 30 | [71 empty] | 803
USA | OR | NORTH BEND MUNI AIRPORT | 45.3 | 47.3 | 48.7 | 50.36 | 53.8 | 56.12 | 59.18 | 59.54 | 57.7 | 52.88 | 50 | 45 | 39 | [71 empty] | 804
USA | OR | PENDLETON E OR REGIONAL AP | 32.2 | 38.66 | 43.7 | 50.54 | 57 | 63.86 | 72.32 | 72.5 | 63 | 51.8 | 45.5 | 34.2 | 20 | [71 empty] | 805
USA | OR | PORTLAND INTERNATIONAL AP | 41.9 | 44.42 | 46.9 | 53.06 | 57 | 63.68 | 67.82 | 68.18 | 63.1 | 55.04 | 47.3 | 39.4 | 35 | [71 empty] | 806
USA | OR | PORTLAND/HILLSBORO | 40.3 | 43.7 | 49.5 | 53.06 | 53.2 | 61.34 | 67.28 | 65.84 | 58.8 | 52.7 | 42.8 | 40.8 | 35 | [71 empty] | 807
USA | OR | PORTLAND/TROUTDALE | 41.4 | 45.14 | 45 | 51.98 | 55.8 | 64.22 | 68.18 | 67.82 | 63.1 | 55.04 | 45.3 | 42.8 | 39 | [71 empty] | 808
USA | OR | REDMOND ROBERTS FIELD | 31.6 | 36.68 | 38.8 | 47.12 | 50.5 | 60.98 | 67.46 | 63.32 | 57.9 | 48.38 | 35.2 | 34.2 | 22 | [71 empty] | 809
USA | OR | ROSEBURG REGIONAL AP | 42.8 | 46.22 | 51.1 | 52.34 | 59.7 | 61.7 | 69.08 | 68.72 | 61.7 | 52.52 | 49.3 | 43.3 | 36 | [71 empty] | 810
USA | OR | SALEM MCNARY FIELD | 40.8 | 41.36 | 47.1 | 50.72 | 56.1 | 63.32 | 68.18 | 67.1 | 62.1 | 52.34 | 47.3 | 40.1 | 21 | [71 empty] | 811
USA | OR | SEXTON SUMMIT | 37.9 | 39.38 | 34.2 | 43.52 | 55.9 | 57.2 | 65.66 | 64.58 | 62.8 | 51.62 | 46.6 | 40.8 | 29 | [71 empty] | 812
USA | PA | ALLENTOWN LEHIGH VALLEY INTL | 25 | 29.66 | 41.7 | 53.78 | 61.9 | 68.54 | 73.76 | 70.52 | 63.5 | 53.78 | 43.5 | 33.4 | 17 | [71 empty] | 813
USA | PA | ALTOONA BLAIR CO ARPT | 26.8 | 33.98 | 42.1 | 50.9 | 56.7 | 64.22 | 72.86 | 68.72 | 64.9 | 49.46 | 45.3 | 28.4 | 19 | [71 empty] | 814
USA | PA | BRADFORD REGIONAL AP | 19.8 | 21.74 | 34.7 | 42.44 | 53.2 | 62.06 | 66.92 | 64.04 | 56.3 | 42.62 | 34.5 | 22.1 | 7 | [71 empty] | 815
USA | PA | BUTLER CO (AWOS) | 28.6 | 31.28 | 33.4 | 47.12 | 55.9 | 68.36 | 70.88 | 66.2 | 59.7 | 52.88 | 36.1 | 32 | 10 | [71 empty] | 816
USA | PA | DUBOIS FAA AP | 27.5 | 25.34 | 37.6 | 44.78 | 53.6 | 66.02 | 64.4 | 69.98 | 58.1 | 50.18 | 35.8 | 29.1 | 3 | [71 empty] | 817
USA | PA | ERIE INTERNATIONAL AP | 26.4 | 24.8 | 34.2 | 47.66 | 59.9 | 64.04 | 72.14 | 69.98 | 63 | 48.92 | 44.8 | 31.5 | 17 | [71 empty] | 818
USA | PA | FRANKLIN | 32.5 | 25.34 | 38.1 | 44.42 | 50.2 | 67.46 | 69.62 | 64.76 | 58.5 | 52.7 | 36 | 27.5 | 1 | [71 empty] | 819
USA | PA | HARRISBURG CAPITAL CITY ARPT | 27.5 | 31.64 | 41.7 | 54.68 | 61.5 | 71.42 | 75.2 | 72.32 | 65.5 | 54.68 | 43.7 | 32 | 21 | [71 empty] | 820
USA | PA | JOHNSTOWN CAMBRIA COUNTY AP | 24.8 | 28.04 | 41 | 50.36 | 56.7 | 62.6 | 70.88 | 69.08 | 60.1 | 50.36 | 42.1 | 19.6 | 9 | [71 empty] | 821
USA | PA | LANCASTER | 35.6 | 37.4 | 42.4 | 53.78 | 66 | 70.52 | 74.84 | 71.6 | 65.5 | 52.34 | 47.5 | 30.6 | 19 | [71 empty] | 822
USA | PA | MIDDLETOWN HARRISBURG INTL AP | 21.4 | 27.32 | 37.4 | 53.06 | 59.9 | 72.5 | 78.62 | 73.58 | 64.9 | 53.78 | 43 | 30.7 | 0 | [71 empty] | 823
USA | PA | PHILADELPHIA INTERNATIONAL AP | 29.1 | 32.9 | 45.1 | 54.5 | 64.4 | 71.96 | 77.54 | 75.02 | 69.4 | 54.14 | 45.3 | 38.3 | 20 | [71 empty] | 824
USA | PA | PHILADELPHIA NE PHILADELPHIA | 26.1 | 35.06 | 45 | 54.14 | 61.9 | 71.42 | 76.46 | 78.62 | 70 | 56.3 | 46.6 | 40.3 | 10 | [71 empty] | 825
USA | PA | PITTSBURGH ALLEGHENY CO AP | 31.1 | 31.28 | 45.5 | 54.86 | 59.5 | 66.56 | 70.88 | 69.62 | 63.9 | 53.06 | 45.3 | 33.8 | 16 | [71 empty] | 826
USA | PA | PITTSBURGH INTERNATIONAL AP | 28.2 | 28.4 | 41.7 | 51.08 | 59.5 | 68.9 | 73.4 | 71.24 | 63.5 | 49.64 | 44.1 | 31.3 | 12 | [71 empty] | 827
USA | PA | READING SPAATZ FIELD | 29.1 | 32.72 | 42.6 | 52.34 | 63 | 71.24 | 72.86 | 71.24 | 69.1 | 53.78 | 47.5 | 38.5 | 11 | [71 empty] | 828
USA | PA | STATE COLLEGE [PENN STATE - SURFRAD] | 27.9 | 28.04 | 34.5 | 46.76 | 55.9 | 69.62 | 71.6 | 67.1 | 60.6 | 52.52 | 47.5 | 33.3 | 9 | [71 empty] | 829
USA | PA | WASHINGTON (AWOS) | 37.2 | 33.44 | 33.1 | 52.88 | 60.1 | 65.3 | 72.5 | 67.64 | 64.2 | 49.1 | 41 | 34.2 | 14 | [71 empty] | 830
USA | PA | WILKES-BARRE SCRANTON INTL AP | 27.9 | 27.5 | 35.8 | 50.36 | 60.3 | 68.9 | 73.22 | 68.18 | 61.2 | 52.88 | 41 | 29.1 | 15 | [71 empty] | 831
USA | PA | WILLIAMSPORT REGIONAL AP | 25.5 | 29.84 | 41.4 | 51.62 | 61 | 69.62 | 71.96 | 71.6 | 64.6 | 51.8 | 42.6 | 32.2 | 10 | [71 empty] | 832
USA | PA | WILLOW GROVE NAS | 33.6 | 34.88 | 44.2 | 51.26 | 61.5 | 70.88 | 75.2 | 73.94 | 64 | 53.42 | 53.2 | 38.5 | 23 | [71 empty] | 833
Canada | PE | CHARLOTTETOWN | 19.2 | 19.94 | 27.3 | 37.76 | 48.4 | 59 | 66.38 | 65.84 | 59 | 48.74 | 39.4 | 27.5 | 3 | [71 empty] | 834
Canada | QC | JONQUIERE | 3.4 | 8.6 | 21.4 | 36.86 | 49.8 | 60.98 | 64.22 | 63.32 | 55.2 | 42.8 | 31.5 | 12.9 | -14 | [71 empty] | 835
Canada | QC | LA BAIE | 4.6 | 9.5 | 21.7 | 36.68 | 49.1 | 60.08 | 64.4 | 63.32 | 55.2 | 43.16 | 32 | 14.7 | -12 | [71 empty] | 836
Canada | QC | LACADIE | 13.3 | 16.7 | 28 | 43.52 | 55.8 | 66.02 | 69.26 | 67.82 | 60.4 | 47.48 | 37.4 | 20.7 | -5 | [71 empty] | 837
Canada | QC | LASSOMPTION | 10.8 | 14.9 | 27 | 42.26 | 54.9 | 64.94 | 68.54 | 67.46 | 59.7 | 46.22 | 35.6 | 18.3 | -8 | [71 empty] | 838
Canada | QC | LENNOXVILLE | 12.6 | 16.34 | 27.9 | 41.9 | 53.2 | 60.62 | 64.04 | 65.84 | 58.3 | 45.68 | 36.1 | 19.8 | -7 | [71 empty] | 839
Canada | QC | MC TAVISH | 14.9 | 18.86 | 30 | 44.6 | 56.3 | 66.56 | 70.34 | 69.8 | 62.2 | 48.74 | 38.3 | 21.6 | -3 | [71 empty] | 840
Canada | QC | MONT JOLI AB | 12.2 | 14.54 | 23.5 | 36.32 | 47.5 | 58.28 | 63.86 | 62.6 | 55.4 | 43.7 | 34 | 20.8 | -3 | [71 empty] | 841
Canada | QC | MONT-ORFORD | 7.9 | 11.12 | 21.7 | 35.96 | 47.5 | 56.66 | 59.9 | 59.72 | 52.2 | 39.74 | 30.2 | 15.3 | -11 | [71 empty] | 842
Canada | QC | MONTREAL | 16 | 18.68 | 29.1 | 44.06 | 56.3 | 66.56 | 70.52 | 69.8 | 62.2 | 48.38 | 37.6 | 23.4 | -1 | [71 empty] | 843
Canada | QC | MONTREAL-MIRABEL | 12.7 | 15.8 | 26.4 | 42.44 | 54.5 | 64.76 | 68.54 | 67.46 | 59.7 | 45.86 | 35.1 | 20.3 | -4 | [71 empty] | 844
Canada | QC | NICOLET | 10.2 | 14 | 25.9 | 41.18 | 54 | 63.5 | 67.46 | 66.38 | 58.8 | 46.22 | 35.8 | 18.5 | -7 | [71 empty] | 845
Canada | QC | POINT-AU-PERE | 12 | 15.26 | 24.1 | 36.14 | 46.2 | 55.58 | 60.8 | 59.72 | 53.2 | 42.98 | 34.2 | 20.5 | -3 | [71 empty] | 846
Canada | QC | QUEBEC AP | 11.3 | 14 | 25.2 | 39.38 | 52.3 | 62.24 | 66.56 | 65.48 | 57.6 | 44.78 | 33.8 | 19.2 | -5 | [71 empty] | 847
Canada | QC | SHERBROOKE AP | 12.9 | 15.8 | 26.2 | 40.64 | 52.3 | 61.88 | 65.3 | 64.22 | 56.7 | 44.24 | 35.1 | 21 | -6 | [71 empty] | 848
Canada | QC | ST ANICET | 13.8 | 16.88 | 28.4 | 43.34 | 55.2 | 65.12 | 68.36 | 67.46 | 59.9 | 46.94 | 36.9 | 20.7 | -6 | [71 empty] | 849
Canada | QC | STE ANNE DE BELLEVUE | 12.7 | 16.7 | 28 | 43.34 | 55.4 | 65.66 | 69.08 | 68.36 | 60.8 | 47.48 | 36.7 | 19.8 | -5 | [71 empty] | 850
Canada | QC | STE FOY | 11.1 | 14.54 | 25 | 39.2 | 52.3 | 62.42 | 66.74 | 65.84 | 57.9 | 44.96 | 34.2 | 19.6 | -5 | [71 empty] | 851
Canada | QC | TROIS RIVIERES | 11.5 | 15.8 | 26.6 | 40.28 | 53.1 | 63.86 | 68.36 | 67.82 | 60.3 | 47.48 | 36.5 | 19 | -5 | [71 empty] | 852
Canada | QC | VARENNES | 12.2 | 15.8 | 27.3 | 42.62 | 55.2 | 65.48 | 68.54 | 67.28 | 59.7 | 46.76 | 36.3 | 19.2 | -6 | [71 empty] | 853
USA | RI | BLOCK ISLAND STATE ARPT | 37.2 | 35.96 | 37 | 44.96 | 53.1 | 63.86 | 71.24 | 68.72 | 66.2 | 55.22 | 46.2 | 40.6 | 28 | [71 empty] | 854
USA | RI | PAWTUCKET (AWOS) | 25.7 | 32.36 | 33.1 | 45.86 | 55.8 | 67.28 | 66.92 | 70.7 | 64 | 49.46 | 37.9 | 34.9 | 10 | [71 empty] | 855
USA | RI | PROVIDENCE T F GREEN STATE AR | 29.1 | 32.36 | 38.8 | 47.3 | 59.2 | 66.56 | 73.94 | 70.88 | 64.9 | 53.42 | 42.4 | 31.1 | 17 | [71 empty] | 856
Saudi Arabia | SA | RIYADH | [12 empty] | 49 | [71 empty] | 857 | bar: Average Ambient Temp (F) Jan to Average Ambient Temp (F) Dec
USA | SC | ANDERSON COUNTY AP | 37.8 | 43.7 | 48 | 58.28 | 66.7 | 74.12 | 79.7 | 78.08 | 72.5 | 58.64 | 56.5 | 40.8 | 24 | [71 empty] | 858
USA | SC | BEAUFORT MCAS | 46.9 | 51.98 | 55.9 | 65.3 | 72 | 78.26 | 81.32 | 78.62 | 73.6 | 65.66 | 59.5 | 47.3 | 39 | [71 empty] | 859
USA | SC | CHARLESTON INTL ARPT | 47.1 | 48.92 | 60.1 | 64.94 | 71.6 | 78.08 | 81.32 | 80.42 | 75.9 | 65.3 | 59 | 49.5 | 35 | [71 empty] | 860
USA | SC | COLUMBIA METRO ARPT | 42.4 | 49.64 | 56.5 | 63.68 | 71.1 | 78.26 | 80.96 | 77 | 73.9 | 62.78 | 56.3 | 44.1 | 31 | [71 empty] | 861
USA | SC | FLORENCE REGIONAL AP | 51.4 | 48.02 | 56.7 | 60.98 | 73.6 | 76.28 | 80.96 | 79.88 | 76.5 | 63.32 | 58.5 | 43.2 | 36 | [71 empty] | 862
USA | SC | GREENVILLE DOWNTOWN AP | 37.2 | 41.18 | 47.5 | 57.92 | 65.3 | 74.84 | 79.88 | 75.38 | 69.6 | 59.36 | 54 | 40.3 | 21 | [71 empty] | 863
USA | SC | GREER GREENV-SPARTANBRG AP | 38.7 | 45.14 | 52.9 | 60.8 | 67.3 | 74.48 | 79.52 | 77.72 | 70.3 | 59.54 | 50.7 | 43.5 | 30 | [71 empty] | 864
USA | SC | MYRTLE BEACH AFB | 43.5 | 48.38 | 60.4 | 60.98 | 72.7 | 77.36 | 79.7 | 78.08 | 74.3 | 62.06 | 58.6 | 46 | 35 | [71 empty] | 865
USA | SC | SUMTER SHAW AFB | 41.2 | 48.56 | 50.9 | 60.08 | 67.8 | 77.72 | 80.6 | 75.74 | 71.1 | 61.16 | 49.6 | 45.5 | 27 | [71 empty] | 866
USA | SD | ABERDEEN REGIONAL ARPT | 11.7 | 12.56 | 33.4 | 46.22 | 60.4 | 70.34 | 72.32 | 69.8 | 62.2 | 49.28 | 30.6 | 20.1 | -15 | [71 empty] | 867
USA | SD | BROOKINGS (AWOS) | 19 | 28.4 | 31.3 | 48.74 | 58.5 | 64.58 | 73.58 | 63.14 | 60.6 | 48.2 | 25.3 | 15.1 | 0 | [71 empty] | 868
USA | SD | CHAN GURNEY MUNI | 20.5 | 26.24 | 28.4 | 47.84 | 59 | 70.34 | 79.16 | 71.42 | 66.6 | 42.98 | 40.8 | 25.5 | -7 | [71 empty] | 869
USA | SD | ELLSWORTH AFB | 19.8 | 30.02 | 29.3 | 39.92 | 51.4 | 68.9 | 77.36 | 69.08 | 59.5 | 39.02 | 37.4 | 27.3 | -5 | [71 empty] | 870
USA | SD | HURON REGIONAL ARPT | 15.6 | 19.04 | 26.4 | 46.04 | 57.4 | 69.44 | 73.76 | 68.18 | 61 | 48.2 | 30.7 | 16.9 | -9 | [71 empty] | 871
USA | SD | MITCHELL (AWOS) | 20.3 | 23.54 | 26.1 | 49.82 | 54.7 | 67.28 | 77.18 | 75.38 | 63.7 | 42.44 | 24.8 | 24.8 | -13 | [71 empty] | 872
USA | SD | MOBRIDGE | 17.6 | 23.36 | 27.9 | 48.38 | 55.4 | 64.22 | 74.3 | 74.12 | 61.9 | 38.84 | 24.8 | 14.4 | -9 | [71 empty] | 873
USA | SD | PIERRE MUNICIPAL AP | 16.2 | 24.44 | 36.3 | 47.66 | 59.9 | 69.44 | 75.56 | 73.22 | 62.6 | 48.92 | 34.3 | 21.9 | -15 | [71 empty] | 874
USA | SD | RAPID CITY REGIONAL ARPT | 22.3 | 25.88 | 35.8 | 44.24 | 55.9 | 66.74 | 72.5 | 71.96 | 60.3 | 47.12 | 32.5 | 27.1 | -2 | [71 empty] | 875
USA | SD | SIOUX FALLS FOSS FIELD | 13.6 | 20.12 | 36.5 | 46.4 | 59.2 | 69.26 | 73.58 | 71.42 | 62.8 | 48.38 | 31.6 | 19.2 | -7 | [71 empty] | 876
USA | SD | WATERTOWN MUNICIPAL AP | 16.5 | 7.52 | 28.9 | 46.04 | 57.4 | 62.42 | 69.44 | 69.26 | 61.2 | 45.5 | 32.5 | 8.1 | -15 | [71 empty] | 877
Canada | SK | MOOSE JAW AP | 6.3 | 7.88 | 21.7 | 39.92 | 51.3 | 59 | 65.48 | 63.68 | 54.5 | 38.84 | 24.6 | 8.2 | -18 | [71 empty] | 878
Canada | SK | PRINCE ALBERT AP | 3.4 | 6.08 | 18.1 | 37.76 | 50 | 59.54 | 65.66 | 62.06 | 52.3 | 37.4 | 22.8 | 5.7 | -22 | [71 empty] | 879
Canada | SK | REGINA | 5.2 | 7.34 | 21.6 | 39.74 | 51.4 | 57.56 | 63.86 | 63.32 | 54.3 | 38.66 | 24.4 | 6.8 | -19 | [71 empty] | 880
Canada | SK | SASKATOON | 6.1 | 7.88 | 20.3 | 39.92 | 51.6 | 59.9 | 66.2 | 63.14 | 53.6 | 38.3 | 24.8 | 8.4 | -19 | [71 empty] | 881
USA | TN | BRISTOL TRI CITY AIRPORT | 34.5 | 35.42 | 48.2 | 55.58 | 63.9 | 71.42 | 73.58 | 73.22 | 67.5 | 55.22 | 48.6 | 35.6 | 21 | [71 empty] | 882
USA | TN | CHATTANOOGA LOVELL FIELD AP | 41.5 | 42.98 | 54 | 60.44 | 67.5 | 76.28 | 80.24 | 77.18 | 71.6 | 59.36 | 51.4 | 41 | 29 | [71 empty] | 883
USA | TN | CROSSVILLE MEMORIAL AP | 37.6 | 41.18 | 50.5 | 57.92 | 64 | 71.06 | 74.3 | 70.7 | 68.9 | 54.68 | 52 | 36.5 | 26 | [71 empty] | 884
USA | TN | DYERSBURG MUNICIPAL AP | 38.3 | 42.08 | 44.8 | 56.84 | 68.5 | 78.44 | 81.86 | 74.84 | 76.5 | 59.72 | 54.1 | 43.3 | 13 | [71 empty] | 885
USA | TN | JACKSON MCKELLAR-SIPES REGL A | 37.6 | 46.22 | 53.4 | 63.68 | 66.7 | 75.2 | 77.72 | 73.04 | 70.2 | 59.54 | 54 | 39.6 | 13 | [71 empty] | 886
USA | TN | KNOXVILLE MCGHEE TYSON AP | 34.3 | 37.04 | 50.7 | 57.92 | 65.3 | 74.66 | 77.9 | 76.82 | 70.9 | 58.46 | 50.9 | 39.6 | 25 | [71 empty] | 887
USA | TN | MEMPHIS INTERNATIONAL AP | 39.4 | 43.88 | 54.3 | 62.24 | 71.8 | 78.8 | 82.94 | 81.5 | 75.7 | 62.06 | 53.8 | 44.2 | 26 | [71 empty] | 888
USA | TN | NASHVILLE INTERNATIONAL AP | 36.3 | 36.5 | 53.6 | 58.82 | 68.4 | 76.1 | 80.24 | 79.34 | 71.8 | 60.26 | 52.3 | 41.4 | 20 | [71 empty] | 889
USA | TX | ABILENE DYESS AFB | 42.8 | 52.7 | 52.9 | 64.22 | 80.4 | 86.72 | 81.32 | 84.2 | 80.2 | 66.56 | 56.7 | 48.9 | 21 | [71 empty] | 890
USA | TX | ABILENE REGIONAL AP [UT] | 36.7 | 44.06 | 55.9 | 63.68 | 72.3 | 78.08 | 82.76 | 81.32 | 74.8 | 66.2 | 54 | 42.1 | 17 | [71 empty] | 891
USA | TX | ALICE INTL AP | 59.5 | 61.52 | 64.4 | 75.56 | 80.6 | 82.76 | 84.74 | 84.74 | 82.2 | 72.32 | 63.9 | 57.7 | 36 | [71 empty] | 892
USA | TX | AMARILLO INTERNATIONAL AP [CANYON - UT] | 36.5 | 39.74 | 46.8 | 59 | 63.1 | 74.84 | 78.26 | 75.56 | 69.8 | 57.02 | 43.5 | 37 | 25 | [71 empty] | 893
USA | TX | AUSTIN MUELLER MUNICIPAL AP [UT] | 51.6 | 56.3 | 62.2 | 70.88 | 74.3 | 80.42 | 84.02 | 81.14 | 76.3 | 71.06 | 63.3 | 54.1 | 35 | [71 empty] | 894
USA | TX | BROWNSVILLE S PADRE ISL INTL | 59 | 59.9 | 67.8 | 74.66 | 79.5 | 82.94 | 83.66 | 84.2 | 80.8 | 75.74 | 65.7 | 59.4 | 47 | [71 empty] | 895
USA | TX | CAMP MABRY | 50 | 53.42 | 60.3 | 69.44 | 74.5 | 80.96 | 84.02 | 84.56 | 78.4 | 67.64 | 59.4 | 50.4 | 28 | [71 empty] | 896
USA | TX | CHILDRESS MUNICIPAL AP | 41.5 | 46.58 | 48 | 54.5 | 67.3 | 82.4 | 83.66 | 78.98 | 73.6 | 62.6 | 49.5 | 43.2 | 26 | [71 empty] | 897
USA | TX | COLLEGE STATION EASTERWOOD FL | 50.5 | 60.44 | 60.3 | 62.42 | 75.9 | 79.52 | 83.48 | 83.48 | 75.9 | 68.54 | 55.2 | 52.3 | 38 | [71 empty] | 898
USA | TX | CORPUS CHRISTI INTL ARPT [UT] | 54.5 | 58.1 | 65.3 | 71.78 | 76.3 | 82.22 | 83.3 | 83.12 | 80.1 | 72.68 | 68 | 57 | 45 | [71 empty] | 899
USA | TX | CORPUS CHRISTI NAS | 59.4 | 62.42 | 68.2 | 71.42 | 76.5 | 83.48 | 84.56 | 83.66 | 83.1 | 75.02 | 71.1 | 59.5 | 49 | [71 empty] | 900
USA | TX | COTULLA FAA AP | 59.2 | 65.84 | 70.5 | 73.04 | 82 | 84.02 | 82.76 | 85.82 | 81.7 | 72.68 | 59.5 | 51.4 | 42 | [71 empty] | 901
USA | TX | COX FLD | 42.6 | 50.54 | 49.8 | 61.52 | 70.3 | 77.18 | 81.5 | 80.06 | 72.1 | 66.02 | 46.9 | 44.2 | 22 | [71 empty] | 902
USA | TX | DALHART MUNICIPAL AP | 36.1 | 36.14 | 42.3 | 46.94 | 64.8 | 68.18 | 74.48 | 77.54 | 67.3 | 50.54 | 45.3 | 31.5 | 23 | [71 empty] | 903
USA | TX | DALLAS-FORT WORTH INTL AP | 44.2 | 48.74 | 59 | 67.1 | 73.2 | 80.24 | 85.46 | 84.2 | 79.2 | 65.12 | 55.8 | 45.7 | 32 | [71 empty] | 904
USA | TX | DALLAS/ADDISON ARPT | 44.4 | 53.96 | 53.2 | 60.44 | 71.2 | 83.84 | 88.16 | 82.76 | 81 | 69.26 | 53.2 | 39.9 | 23 | [71 empty] | 905
USA | TX | DALLAS/REDBIRD ARPT | 49.6 | 55.4 | 62.1 | 67.82 | 74.3 | 79.52 | 84.92 | 87.62 | 80.1 | 66.38 | 55.4 | 45.7 | 24 | [71 empty] | 906
USA | TX | DEL RIO [UT] | 54 | 57.38 | 61.2 | 65.12 | 76.5 | 84.38 | 86.18 | 82.94 | 80.4 | 71.42 | 61.7 | 53.8 | 45 | [71 empty] | 907
USA | TX | DEL RIO LAUGHLIN AFB | 54.9 | 57.74 | 68.7 | 75.38 | 81.3 | 86.18 | 88.34 | 89.96 | 80.1 | 73.4 | 63 | 55.4 | 47 | [71 empty] | 908
USA | TX | DRAUGHON MILLER CEN | 46.2 | 55.04 | 54 | 66.02 | 74.5 | 79.88 | 82.94 | 82.04 | 77.9 | 66.74 | 54.7 | 50.5 | 25 | [71 empty] | 909
USA | TX | EL PASO INTERNATIONAL AP [UT] | 46.6 | 50.54 | 54.5 | 66.56 | 74.8 | 82.22 | 81.5 | 79.34 | 74.1 | 64.94 | 52.2 | 44.2 | 37 | [71 empty] | 910
USA | TX | FORT HOOD | 46.8 | 52.16 | 54.9 | 67.1 | 81 | 80.42 | 83.48 | 83.66 | 77.9 | 68.54 | 60.1 | 45.9 | 36 | [71 empty] | 911
USA | TX | FORT WORTH ALLIANCE | 43.9 | 44.06 | 53.2 | 60.62 | 76.8 | 77.72 | 81.86 | 82.04 | 75.6 | 65.12 | 59 | 46.2 | 28 | [71 empty] | 912
USA | TX | FORT WORTH MEACHAM | 44.6 | 49.46 | 51.8 | 60.44 | 78.3 | 78.98 | 87.98 | 85.1 | 76.1 | 66.38 | 51.8 | 44.4 | 35 | [71 empty] | 913
USA | TX | FORT WORTH NAS | 47.8 | 50.9 | 59.7 | 67.64 | 72.9 | 81.14 | 84.92 | 81.68 | 79 | 66.92 | 53.8 | 46.6 | 32 | [71 empty] | 914
USA | TX | GALVESTON/SCHOLES | 58.6 | 61.52 | 60.8 | 66.02 | 77 | 82.58 | 84.02 | 83.66 | 80.4 | 74.3 | 62.2 | 51.4 | 44 | [71 empty] | 915
USA | TX | GEORGETOWN (AWOS) | 47.1 | 55.22 | 54 | 66.2 | 71.8 | 81.14 | 84.74 | 80.96 | 77.9 | 67.1 | 61.9 | 49.8 | 26 | [71 empty] | 916
USA | TX | HARLINGEN RIO GRANDE VALLEY I | 64.2 | 60.26 | 67.5 | 69.44 | 79 | 82.76 | 85.82 | 83.12 | 80.4 | 74.84 | 66.9 | 64.2 | 49 | [71 empty] | 917
USA | TX | HONDO MUNICIPAL AP | 49.1 | 54.5 | 62.1 | 68 | 73.9 | 80.96 | 83.66 | 81.68 | 80.2 | 69.44 | 55.9 | 52.7 | 41 | [71 empty] | 918
USA | TX | HOUSTON BUSH INTERCONTINENTAL | 50.9 | 55.04 | 61.2 | 68.9 | 75.2 | 80.6 | 82.94 | 82.76 | 79.5 | 68.54 | 62.8 | 54.5 | 39 | [71 empty] | 919
USA | TX | HOUSTON ELLINGTON AFB [CLEAR LAKE - UT] | 52.7 | 57.92 | 57.4 | 66.92 | 75.9 | 79.7 | 82.76 | 81.5 | 77.9 | 71.96 | 65.3 | 55.4 | 34 | [71 empty] | 920
USA | TX | HOUSTON WILLIAM P HOBBY AP | 59.7 | 60.62 | 61.7 | 68.9 | 75 | 80.6 | 83.12 | 82.22 | 77.2 | 71.78 | 61.5 | 56.3 | 50 | [71 empty] | 921
USA | TX | HOUSTON/D.W. HOOKS | 53.8 | 58.82 | 61.3 | 71.24 | 75.2 | 80.6 | 82.04 | 80.24 | 79.5 | 75.02 | 56.5 | 53.4 | 41 | [71 empty] | 922
USA | TX | KINGSVILLE | 59.2 | 56.66 | 63.5 | 71.96 | 76.8 | 82.76 | 82.58 | 83.66 | 81 | 72.68 | 67.1 | 58.3 | 48 | [71 empty] | 923
USA | TX | LAREDO INTL AP [UT] | 52.5 | 57.56 | 63.1 | 73.94 | 84 | 85.64 | 86.18 | 84.92 | 80.1 | 74.12 | 70 | 55.2 | 33 | [71 empty] | 924
USA | TX | LONGVIEW GREGG COUNTY AP [OVERTON - UT] | 50 | 51.62 | 52.7 | 63.32 | 72.5 | 76.82 | 82.94 | 82.76 | 76.5 | 68.18 | 59.2 | 48.2 | 38 | [71 empty] | 925
USA | TX | LUBBOCK INTERNATIONAL AP | 37.2 | 42.08 | 53.1 | 60.08 | 69.8 | 76.28 | 78.8 | 78.26 | 70.2 | 62.06 | 46.9 | 41.5 | 21 | [71 empty] | 926
USA | TX | LUFKIN ANGELINA CO | 49.6 | 50.9 | 59.2 | 66.56 | 72.7 | 78.44 | 81.14 | 81.5 | 76.6 | 65.66 | 60.6 | 49.5 | 37 | [71 empty] | 927
USA | TX | MARFA AP | 45.5 | 45.5 | 50.9 | 61.16 | 67.8 | 71.6 | 75.02 | 73.58 | 71.4 | 59.18 | 49.5 | 41.7 | 17 | [71 empty] | 928
USA | TX | MC GREGOR (AWOS) | 48.4 | 42.98 | 53.6 | 65.3 | 70.5 | 80.78 | 83.84 | 82.4 | 78.3 | 67.64 | 61.2 | 50.7 | 25 | [71 empty] | 929
USA | TX | MCALLEN MILLER INTL AP [EDINBURG - UT] | 62.2 | 64.22 | 66.6 | 69.62 | 77.2 | 83.12 | 86.36 | 84.2 | 81.9 | 75.02 | 67.1 | 55.2 | 46 | [71 empty] | 930
USA | TX | MIDLAND INTERNATIONAL AP | 45 | 47.12 | 57.4 | 62.06 | 72.9 | 79.7 | 82.22 | 80.06 | 72.7 | 60.44 | 54.5 | 45.1 | 36 | [71 empty] | 931
USA | TX | MINERAL WELLS MUNICIPAL AP | 41.9 | 55.22 | 52.7 | 64.58 | 71.2 | 78.26 | 85.1 | 84.2 | 73.4 | 68.9 | 54.9 | 47.7 | 35 | [71 empty] | 932
USA | TX | NACOGDOCHES (AWOS) | 46.6 | 53.6 | 52.9 | 63.86 | 70 | 78.44 | 79.88 | 77.9 | 76.5 | 66.92 | 58.1 | 50.2 | 27 | [71 empty] | 933
USA | TX | PALACIOS MUNICIPAL AP | 52.2 | 57.92 | 57.7 | 70.88 | 77 | 80.96 | 82.94 | 81.86 | 77.4 | 71.42 | 66.4 | 55 | 35 | [71 empty] | 934
USA | TX | PORT ARTHUR JEFFERSON COUNTY | 50.2 | 53.06 | 62.8 | 68.9 | 76.1 | 80.6 | 82.22 | 81.68 | 77.5 | 69.62 | 63.3 | 55.2 | 40 | [71 empty] | 935
USA | TX | RANDOLPH AFB | 49.3 | 59 | 57.7 | 69.8 | 76.3 | 81.14 | 82.4 | 82.04 | 79.5 | 69.98 | 61.2 | 50.4 | 30 | [71 empty] | 936
USA | TX | ROCKPORT/ARANSAS CO | 58.3 | 61.34 | 65.3 | 72.86 | 77.7 | 82.76 | 84.92 | 84.2 | 81.1 | 73.4 | 68.4 | 60.8 | 51 | [71 empty] | 937
USA | TX | SAN ANGELO MATHIS FIELD | 41.9 | 48.2 | 55.4 | 67.64 | 73.2 | 78.08 | 82.22 | 80.96 | 73.9 | 64.58 | 54.1 | 46.8 | 29 | [71 empty] | 938
USA | TX | SAN ANTONIO INTL AP | 50.2 | 53.24 | 61.5 | 68.54 | 75 | 83.48 | 83.12 | 84.38 | 78.3 | 71.06 | 61.7 | 52.9 | 40 | [71 empty] | 939
USA | TX | SAN ANTONIO KELLY FIELD AFB | 49.5 | 58.28 | 58.3 | 69.98 | 80.6 | 84.02 | 82.58 | 82.58 | 80.1 | 69.98 | 66.2 | 55.9 | 31 | [71 empty] | 940
USA | TX | SAN ANTONIO/STINSON | 55.4 | 51.98 | 61.2 | 73.4 | 76.8 | 81.14 | 85.28 | 81.86 | 76.1 | 68.36 | 57.4 | 55 | 42 | [71 empty] | 941
USA | TX | TYLER/POUNDS FLD | 47.1 | 49.28 | 55.6 | 63.32 | 71.8 | 77.36 | 82.94 | 79.34 | 77.5 | 67.82 | 53.8 | 48.9 | 32 | [71 empty] | 942
USA | TX | VICTORIA REGIONAL AP | 55.6 | 54.5 | 61.9 | 69.26 | 74.8 | 81.14 | 82.76 | 83.3 | 79.7 | 71.96 | 61.9 | 54 | 38 | [71 empty] | 943
USA | TX | WACO REGIONAL AP | 45.5 | 50.18 | 58.1 | 68.18 | 72.5 | 80.78 | 84.2 | 86.9 | 75.7 | 65.84 | 56.3 | 45.5 | 31 | [71 empty] | 944
USA | TX | WICHITA FALLS MUNICIPAL ARPT | 40.1 | 47.3 | 54 | 63.68 | 71.4 | 79.34 | 84.74 | 81.68 | 75.7 | 64.4 | 52 | 43 | 24 | [71 empty] | 945
USA | TX | WINK WINKLER COUNTY AP | 47.5 | 48.38 | 53.2 | 71.6 | 79.9 | 83.66 | 86.18 | 82.76 | 76.8 | 64.04 | 55.2 | 44.1 | 34 | [71 empty] | 946
USA | UT | CEDAR CITY MUNICIPAL AP | 30.4 | 34.16 | 40.1 | 50 | 58.8 | 69.26 | 75.38 | 73.58 | 62.8 | 51.44 | 38.1 | 32 | 13 | [71 empty] | 947
USA | UT | MOAB/CANYONLANDS [UO] | 33.4 | 35.42 | 46.6 | 54.32 | 66.4 | 75.56 | 81.14 | 78.44 | 66.4 | 53.6 | 37.4 | 28.9 | 22 | [71 empty] | 948
USA | UT | OGDEN HILL AFB | 31.8 | 32 | 37.6 | 43.52 | 61.7 | 69.8 | 78.44 | 74.3 | 63.9 | 49.46 | 37.8 | 32.7 | 18 | [71 empty] | 949
USA | UT | OGDEN HINKLEY AIRPORT | 26.6 | 31.82 | 40.1 | 53.6 | 61.5 | 69.44 | 79.52 | 75.56 | 63.7 | 51.26 | 40.1 | 31.3 | 21 | [71 empty] | 950
USA | UT | PROVO MUNI (AWOS) | 33.3 | 33.44 | 41.5 | 51.26 | 59.5 | 69.26 | 77.18 | 73.04 | 61.7 | 48.02 | 37.6 | 29.7 | 22 | [71 empty] | 951
USA | UT | SAINT GEORGE (AWOS) | 45.1 | 47.12 | 56.5 | 67.46 | 73.6 | 84.74 | 91.76 | 87.26 | 75.7 | 63.5 | 48 | 42.1 | 34 | [71 empty] | 952
USA | UT | SALT LAKE CITY INT ARPT [ISIS] | 32.7 | 34.52 | 44.2 | 51.08 | 58.5 | 70.16 | 79.7 | 77 | 66.2 | 53.06 | 40.3 | 31.5 | 22 | [71 empty] | 953
USA | UT | VERNAL | 25.5 | 29.3 | 41.4 | 49.46 | 59.7 | 67.28 | 73.22 | 70.88 | 59.5 | 45.5 | 31.6 | 23.7 | 14 | [71 empty] | 954
USA | UT | WENDOVER USAF AUXILIARY FIELD | 29.5 | 28.76 | 43.3 | 51.62 | 62.4 | 74.3 | 78.62 | 78.62 | 63.7 | 49.64 | 35.2 | 28.8 | 16 | [71 empty] | 955
USA | VA | ABINGDON | 39.6 | 38.48 | 42.8 | 50.18 | 57.4 | 72.32 | 72.14 | 77.54 | 63 | 53.6 | 39 | 39.9 | 11 | [71 empty] | 956
USA | VA | CHARLOTTESVILLE FAA | 34.3 | 43.34 | 48.6 | 59 | 67.3 | 73.22 | 74.48 | 72.14 | 68.4 | 57.74 | 52 | 43.2 | 22 | [71 empty] | 957
USA | VA | DANVILLE FAA AP | 36.3 | 44.78 | 49.3 | 61.52 | 66.6 | 72.14 | 78.26 | 78.62 | 75 | 59 | 45.1 | 43.7 | 27 | [71 empty] | 958
USA | VA | DAVISON AAF | 34.9 | 36.68 | 41.2 | 53.6 | 64.9 | 75.02 | 79.16 | 72.86 | 69.1 | 57.38 | 44.6 | 41.5 | 15 | [71 empty] | 959
USA | VA | FARMVILLE | 36 | 36.86 | 43.3 | 57.38 | 63.3 | 73.04 | 76.28 | 74.48 | 72.3 | 59 | 52.5 | 42.1 | 23 | [71 empty] | 960
USA | VA | FRANKLIN NAAS | 41.4 | 45.5 | 53.6 | 58.82 | 66.7 | 73.94 | 78.62 | 77.9 | 72.9 | 63.14 | 51.8 | 45.1 | 28 | [71 empty] | 961
USA | VA | HILLSVILLE | 34.7 | 35.06 | 37.9 | 50.54 | 57 | 65.84 | 71.06 | 72.5 | 61 | 54.86 | 38.5 | 36.9 | 11 | [71 empty] | 962
USA | VA | HOT SPRINGS/INGALLS | 30.4 | 30.02 | 37.2 | 47.66 | 50.4 | 62.06 | 65.66 | 67.46 | 58.3 | 51.8 | 36.7 | 30.7 | 5 | [71 empty] | 963
USA | VA | LANGLEY AFB | 40.3 | 40.28 | 44.1 | 54.32 | 65.3 | 75.56 | 80.06 | 75.38 | 70.3 | 60.44 | 45.7 | 38.1 | 20 | [71 empty] | 964
USA | VA | LEESBURG/GODFREY | 33.3 | 35.42 | 39.7 | 51.44 | 61 | 70.88 | 77 | 76.46 | 66.7 | 56.3 | 39.9 | 36.5 | 15 | [71 empty] | 965
USA | VA | LYNCHBURG REGIONAL ARPT | 33.1 | 38.48 | 49.1 | 57.02 | 65.1 | 74.66 | 77.36 | 75.02 | 69.6 | 55.04 | 51.4 | 36.5 | 24 | [71 empty] | 966
USA | VA | MANASSAS MUNI(AWOS) | 36.7 | 33.8 | 39.2 | 51.08 | 59.9 | 73.58 | 75.92 | 71.24 | 63.9 | 54.32 | 39.7 | 40.3 | 9 | [71 empty] | 967
USA | VA | MARION / WYTHEVILLE | 31.1 | 38.3 | 48.9 | 51.26 | 61.5 | 70.34 | 71.24 | 72.32 | 61.3 | 55.22 | 47.3 | 30.7 | 15 | [71 empty] | 968
USA | VA | MARTINSVILLE | 40.6 | 37.94 | 41.5 | 54.5 | 62.1 | 72.14 | 75.74 | 77 | 65.7 | 56.12 | 41.2 | 39.7 | 15 | [71 empty] | 969
USA | VA | MELFA/ACCOMACK ARPT | 37.6 | 38.12 | 42.1 | 55.04 | 66 | 72.86 | 78.44 | 77.72 | 69.6 | 61.16 | 53.8 | 46.6 | 27 | [71 empty] | 970
USA | VA | NEWPORT NEWS | 42.6 | 39.2 | 50.7 | 60.08 | 70 | 75.02 | 80.6 | 75.74 | 74.7 | 60.44 | 46.8 | 45.9 | 29 | [71 empty] | 971
USA | VA | NORFOLK INTERNATIONAL AP | 36.9 | 40.46 | 51.6 | 58.64 | 66.6 | 75.74 | 79.52 | 79.16 | 71.2 | 60.44 | 54.5 | 45 | 28 | [71 empty] | 972
USA | VA | NORFOLK NAS | 42.4 | 42.8 | 53.8 | 62.6 | 65.7 | 77.18 | 77.72 | 77.36 | 72.5 | 62.6 | 50.2 | 47.5 | 29 | [71 empty] | 973
USA | VA | OCEANA NAS | 41.4 | 46.22 | 50.4 | 58.1 | 66 | 76.1 | 77.72 | 79.88 | 71.2 | 60.98 | 52.3 | 43 | 25 | [71 empty] | 974
USA | VA | QUANTICO MCAS | 37.4 | 37.04 | 47.1 | 56.84 | 61 | 74.48 | 77.18 | 76.82 | 68.5 | 59 | 49.3 | 38.8 | 14 | [71 empty] | 975
USA | VA | RICHMOND INTERNATIONAL AP | 34.5 | 39.02 | 50 | 57.92 | 67.8 | 74.3 | 79.34 | 77.36 | 69.4 | 57.74 | 49.6 | 42.6 | 19 | [71 empty] | 976
USA | VA | ROANOKE REGIONAL AP | 35.4 | 38.84 | 48.7 | 56.84 | 64 | 73.22 | 75.74 | 73.58 | 67.8 | 56.48 | 49.6 | 35.8 | 24 | [71 empty] | 977
USA | VA | SHANNON ARPT | 36.7 | 36.86 | 41.5 | 53.06 | 65.5 | 73.04 | 78.8 | 78.62 | 67.3 | 56.66 | 41.9 | 42.8 | 14 | [71 empty] | 978
USA | VA | STAUNTON/SHENANDOAH | 37.8 | 35.6 | 40.1 | 53.24 | 61.3 | 72.5 | 74.84 | 77 | 67.5 | 55.22 | 41 | 41.7 | 11 | [71 empty] | 979
USA | VA | VIRGINIA TECH ARPT | 30 | 37.94 | 37.8 | 53.42 | 60.3 | 69.26 | 71.42 | 71.78 | 62.6 | 57.38 | 48 | 34 | 19 | [71 empty] | 980
USA | VA | WASHINGTON DC DULLES INT AR [STERLING - ISIS] | 33.1 | 34.88 | 45.9 | 54.5 | 64.8 | 72.5 | 76.1 | 73.4 | 68.2 | 53.42 | 46 | 33.8 | 17 | [71 empty] | 981
USA | VA | WASHINGTON DC REAGAN AP | 36.3 | 34.34 | 43.2 | 57.38 | 63.7 | 75.56 | 80.96 | 78.62 | 67.3 | 59.72 | 46.9 | 43.5 | 21 | [71 empty] | 982
USA | VA | WINCHESTER RGNL | 34.9 | 35.24 | 39.2 | 53.06 | 62.1 | 71.78 | 76.64 | 77.18 | 66.4 | 53.96 | 40.5 | 38.1 | 14 | [71 empty] | 983
USA | VA | WISE/LONESOME PINE | 33.6 | 39.56 | 37.8 | 49.1 | 61.7 | 68 | 69.62 | 71.42 | 70 | 56.48 | 51.6 | 31.5 | 18 | [71 empty] | 984
USA | VT | BURLINGTON INTERNATIONAL AP | 19 | 21.92 | 31.1 | 46.04 | 56.8 | 66.74 | 69.98 | 67.64 | 59.2 | 47.66 | 37 | 29.3 | 2 | [71 empty] | 985
USA | VT | HO CHI MIHN | [12 empty] | 77 | [71 empty] | 986 | bar: Average Ambient Temp (F) Jan to Average Ambient Temp (F) Dec
USA | VT | MONTPELIER AP | 26.1 | 17.06 | 31.6 | 46.76 | 52.7 | 61.88 | 66.92 | 65.48 | 60.3 | 48.02 | 39 | 22.5 | -1 | [71 empty] | 987
USA | VT | RUTLAND STATE | 18 | 22.64 | 28.4 | 48.2 | 58.5 | 64.04 | 70.88 | 68.72 | 61.3 | 48.56 | 34.9 | 24.6 | 2 | [71 empty] | 988
USA | VT | SPRINGFIELD/HARTNES | 20.1 | 22.46 | 33.6 | 42.62 | 55.4 | 65.66 | 65.12 | 64.94 | 61.3 | 48.74 | 37.6 | 30.9 | 6 | [71 empty] | 989
USA | WA | BELLINGHAM INTL AP | 39.7 | 39.74 | 38.3 | 50 | 53.1 | 58.1 | 61.34 | 62.42 | 55.9 | 48.56 | 41 | 41.4 | 29 | [71 empty] | 990
USA | WA | BREMERTON NATIONAL | 39 | 41 | 46.4 | 48.38 | 51.8 | 58.64 | 62.78 | 63.68 | 55.8 | 48.74 | 42.6 | 41.4 | 26 | [71 empty] | 991
USA | WA | EPHRATA AP FCWOS | 28.2 | 35.24 | 44.1 | 52.16 | 59.5 | 69.62 | 78.44 | 73.4 | 67.3 | 50.54 | 38.1 | 32.9 | 8 | [71 empty] | 992
USA | WA | FAIRCHILD AFB | 28.8 | 35.96 | 34.2 | 43.52 | 50.7 | 55.76 | 74.84 | 67.64 | 59.5 | 43.88 | 33.4 | 23.7 | 12 | [71 empty] | 993
USA | WA | FELTS FLD | 33.3 | 35.06 | 35.8 | 49.1 | 52.7 | 63.5 | 70.88 | 71.6 | 61.9 | 46.94 | 38.1 | 32 | 24 | [71 empty] | 994
USA | WA | GRAY AAF | 38.1 | 39.02 | 44.6 | 47.84 | 51.1 | 57.56 | 65.66 | 65.66 | 61.2 | 50.36 | 40.1 | 37.9 | 18 | [71 empty] | 995
USA | WA | HANFORD | 29.8 | 32.72 | 45.7 | 52.34 | 58.5 | 67.64 | 78.44 | 77.36 | 65.7 | 50.72 | 40.8 | 27.7 | -1 | [71 empty] | 996
USA | WA | HOQUIAM AP | 41.9 | 42.62 | 44.8 | 51.08 | 50.5 | 57.2 | 59.72 | 60.08 | 57.6 | 52.34 | 45.1 | 43.9 | 28 | [71 empty] | 997
USA | WA | KELSO WB AP | 40.6 | 43.34 | 48.7 | 50 | 56.3 | 59.36 | 62.96 | 65.66 | 61 | 51.98 | 44.2 | 40.8 | 32 | [71 empty] | 998
USA | WA | MOSES LAKE GRANT COUNTY AP | 30.2 | 35.96 | 47.1 | 53.42 | 59.2 | 68.36 | 72.68 | 75.2 | 61.5 | 48.74 | 38.7 | 33.4 | 26 | [71 empty] | 999
USA | WA | OLYMPIA AIRPORT | 40.3 | 40.64 | 43 | 48.2 | 53.8 | 59 | 64.4 | 63.86 | 58.8 | 50.72 | 44.4 | 38.8 | 32 | [71 empty] | 1000
USA | WA | PASCO | 35.4 | 37.58 | 46.2 | 55.4 | 62.4 | 69.62 | 76.46 | 71.96 | 60.8 | 49.82 | 42.4 | 36.9 | 28 | [71 empty] | 1001
USA | WA | PULLMAN/MOSCOW RGNL | 30.4 | 33.8 | 39.2 | 47.3 | 52.3 | 59 | 68.54 | 68.36 | 60.1 | 48.02 | 34 | 35.2 | 22 | [71 empty] | 1002
USA | WA | QUILLAYUTE STATE AIRPORT | 41.5 | 41.54 | 43.3 | 47.84 | 52 | 54.86 | 59.36 | 59 | 56.7 | 49.28 | 45 | 41 | 33 | [71 empty] | 1003
USA | WA | RENTON MUNI | 43 | 42.98 | 47.7 | 52.52 | 55.6 | 62.06 | 66.56 | 67.28 | 59.4 | 52.52 | 45.5 | 43.7 | 34 | [71 empty] | 1004
USA | WA | SEATTLE BOEING FIELD [ISIS] | 41.7 | 43.88 | 48.6 | 51.8 | 55.9 | 60.44 | 66.2 | 65.84 | 60.8 | 53.06 | 47.8 | 43.2 | 28 | [71 empty] | 1005
USA | WA | SEATTLE SEATTLE-TACOMA INTL A | 40.1 | 42.44 | 46.9 | 51.62 | 55.4 | 60.08 | 63.86 | 65.84 | 59.2 | 52.52 | 46.6 | 41.7 | 34 | [71 empty] | 1006
USA | WA | SNOHOMISH CO | 45 | 42.26 | 43.7 | 49.28 | 50 | 58.28 | 61.16 | 63.5 | 58.6 | 51.26 | 44.1 | 42.4 | 38 | [71 empty] | 1007
USA | WA | SPOKANE INTERNATIONAL AP [CHENEY - UO] | 26.8 | 31.82 | 39.6 | 48.38 | 54.7 | 61.34 | 68.72 | 66.74 | 61.9 | 46.4 | 35.1 | 29.7 | 15 | [71 empty] | 1008
USA | WA | STAMPEDE PASS | 29.8 | 26.24 | 30 | 35.78 | 44.8 | 52.16 | 58.46 | 60.98 | 46.8 | 41 | 31.8 | 26.8 | 19 | [71 empty] | 1009
USA | WA | TACOMA MCCHORD AFB | 38.3 | 39.56 | 41.4 | 47.48 | 51.8 | 59 | 66.02 | 66.56 | 59 | 49.64 | 39.7 | 38.7 | 28 | [71 empty] | 1010
USA | WA | TACOMA NARROWS | 42.1 | 43.16 | 44.2 | 51.08 | 53.1 | 62.78 | 64.22 | 63.14 | 57.9 | 52.16 | 46.4 | 42.3 | 37 | [71 empty] | 1011
USA | WA | THE DALLES MUNICIPAL ARPT | 36.9 | 40.64 | 47.5 | 54.86 | 59.9 | 68.18 | 76.28 | 74.3 | 65.1 | 53.42 | 41.9 | 39.2 | 34 | [71 empty] | 1012
USA | WA | WALLA WALLA CITY COUNTY AP | 35.6 | 39.56 | 48.4 | 50.9 | 56.7 | 67.64 | 77.18 | 75.38 | 63.3 | 52.16 | 42.3 | 35.8 | 29 | [71 empty] | 1013
USA | WA | WENATCHEE/PANGBORN | 29.1 | 33.26 | 42.1 | 52.34 | 60.8 | 68 | 72.86 | 74.3 | 66 | 49.64 | 39.4 | 28.4 | 20 | [71 empty] | 1014
USA | WA | WHIDBEY ISLAND NAS | 42.1 | 40.82 | 44.1 | 49.64 | 51.4 | 56.48 | 58.46 | 58.64 | 55.9 | 48.92 | 47.3 | 41.7 | 35 | [71 empty] | 1015
USA | WA | WILLIAM R FAIRCHILD | 39.6 | 39.56 | 42.6 | 48.2 | 50 | 55.94 | 59 | 60.26 | 56.1 | 48.74 | 44.1 | 39.4 | 29 | [71 empty] | 1016
USA | WA | YAKIMA AIR TERMINAL | 29.5 | 36.5 | 42.6 | 52.88 | 57.6 | 66.56 | 72.14 | 67.46 | 60.3 | 48.38 | 36.5 | 28.4 | 19 | [71 empty] | 1017
USA | WI | APPLETON/OUTAGAMIE | 22.8 | 32.18 | 32.4 | 44.24 | 53.2 | 68.9 | 70.52 | 66.56 | 58.6 | 49.46 | 36.3 | 31.3 | 12 | [71 empty] | 1018
USA | WI | EAU CLAIRE COUNTY AP | 10.4 | 14.72 | 32.2 | 47.3 | 57.9 | 67.28 | 71.96 | 69.26 | 60.1 | 45.5 | 32.9 | 14.2 | -11 | [71 empty] | 1019
USA | WI | GREEN BAY AUSTIN STRAUBEL INT | 13.6 | 20.84 | 32.2 | 44.42 | 58.3 | 68.18 | 71.06 | 67.82 | 60.8 | 47.12 | 34 | 23.4 | -2 | [71 empty] | 1020
USA | WI | JANESVILLE/ROCK CO. | 30.9 | 32 | 34.2 | 41.36 | 56.8 | 64.94 | 67.82 | 63.14 | 60.6 | 48.56 | 36.1 | 34 | 15 | [71 empty] | 1021
USA | WI | LA CROSSE MUNICIPAL ARPT | 12.6 | 22.1 | 35.6 | 48.92 | 58.8 | 67.46 | 74.66 | 70.88 | 63 | 48.2 | 36.3 | 20.7 | -4 | [71 empty] | 1022
USA | WI | LONE ROCK FAA AP | 18.3 | 26.42 | 37.6 | 48.92 | 58.8 | 67.82 | 72.68 | 64.22 | 61.2 | 50.36 | 45.5 | 28.8 | -3 | [71 empty] | 1023
USA | WI | MADISON DANE CO REGIONAL ARPT [ISIS] | 14.7 | 19.58 | 37.9 | 45.5 | 61.2 | 66.74 | 73.4 | 69.98 | 59 | 46.76 | 34.5 | 19.8 | -9 | [71 empty] | 1024
USA | WI | MANITOWOC MUNI AWOS | 16.9 | 25.88 | 32.5 | 47.66 | 53.2 | 61.7 | 69.08 | 67.28 | 59.5 | 48.92 | 43.9 | 28.2 | 3 | [71 empty] | 1025
USA | WI | MARSHFIELD MUNI | 20.1 | 24.8 | 35.2 | 46.76 | 54.9 | 66.2 | 67.28 | 69.8 | 63.5 | 46.94 | 37.8 | 17.6 | -4 | [71 empty] | 1026
USA | WI | MILWAUKEE MITCHELL INTL AP | 18.5 | 21.74 | 34.9 | 45.32 | 55.2 | 65.3 | 71.06 | 70.16 | 63.1 | 50 | 37.8 | 24.3 | -3 | [71 empty] | 1027
USA | WI | MINOCQUA/WOODRUFF | 12.4 | 18.86 | 25.5 | 46.04 | 56.7 | 65.3 | 68.9 | 66.38 | 57.2 | 48.2 | 32.7 | 11.3 | -10 | [71 empty] | 1028
USA | WI | MOSINEE/CENTRAL WI | 8.6 | 23.54 | 29.7 | 48.92 | 52.7 | 68.9 | 68 | 66.92 | 58.6 | 42.8 | 31.8 | 7.3 | -7 | [71 empty] | 1029
USA | WI | PHILLIPS/PRICE CO. | 13.3 | 11.48 | 27.5 | 45.68 | 54.3 | 65.66 | 66.38 | 68.36 | 59.7 | 44.06 | 35.1 | 21.6 | -9 | [71 empty] | 1030
USA | WI | RHINELANDER ONEIDA | 15.6 | 10.22 | 30.4 | 44.6 | 56.3 | 68 | 69.08 | 66.38 | 60.3 | 44.42 | 34 | 8.2 | -2 | [71 empty] | 1031
USA | WI | RICE LAKE MUNICIPAL | 12.7 | 13.1 | 28.8 | 47.66 | 52.2 | 67.82 | 69.62 | 67.46 | 61 | 47.3 | 31.5 | 12.6 | -4 | [71 empty] | 1032
USA | WI | STURGEON BAY | 19.9 | 22.82 | 31.3 | 45.14 | 53.4 | 62.24 | 70.7 | 66.74 | 63.3 | 51.08 | 36.1 | 29.8 | 8 | [71 empty] | 1033
USA | WI | WATERTOWN | 21.9 | 21.38 | 30.7 | 48.92 | 59.9 | 69.44 | 70.16 | 70.7 | 63.9 | 49.28 | 38.3 | 33.3 | 10 | [71 empty] | 1034
USA | WI | WAUSAU MUNICIPAL ARPT | 18.5 | 18.14 | 23.7 | 47.12 | 51.1 | 70.52 | 71.42 | 70.52 | 64 | 47.12 | 36.9 | 24.3 | 0 | [71 empty] | 1035
USA | WI | WITTMAN RGNL | 15.8 | 16.52 | 39.7 | 47.48 | 52.7 | 65.3 | 67.28 | 69.08 | 60.4 | 44.6 | 39.9 | 12.2 | 0 | [71 empty] | 1036
USA | WV | BECKLEY RALEIGH CO MEM AP | 33.8 | 35.78 | 44.8 | 55.22 | 57.7 | 68.54 | 71.42 | 69.8 | 61 | 53.24 | 45.3 | 24.6 | 16 | [71 empty] | 1037
USA | WV | BLUEFIELD/MERCER CO [NREL] | 31.5 | 39.92 | 47.3 | 50.18 | 60.3 | 66.92 | 71.24 | 69.08 | 62.1 | 58.28 | 49.3 | 39.9 | 15 | [71 empty] | 1038
USA | WV | CHARLESTON YEAGER ARPT | 30.2 | 34.52 | 49.5 | 54.86 | 63.9 | 71.78 | 75.74 | 72.68 | 66.4 | 54.32 | 46.9 | 36.3 | 10 | [71 empty] | 1039
USA | WV | ELKINS ELKINS-RANDOLPH CO ARP | 25.3 | 32.72 | 42.3 | 48.56 | 59 | 64.94 | 68.9 | 68 | 60.4 | 46.94 | 42.3 | 32.5 | 4 | [71 empty] | 1040
USA | WV | HARRISON MARION RGN | 33.8 | 37.58 | 46.2 | 55.4 | 61.2 | 69.26 | 73.04 | 73.04 | 68.2 | 53.24 | 38.7 | 30.7 | 21 | [71 empty] | 1041
USA | WV | HUNTINGTON TRI-STATE ARPT | 32.9 | 34.7 | 47.7 | 55.58 | 64.4 | 72.14 | 75.92 | 73.22 | 66.2 | 55.4 | 46.6 | 36.7 | 17 | [71 empty] | 1042
USA | WV | LEWISBURG/GREENBRIE | 31.3 | 30.56 | 39.6 | 48.92 | 53.8 | 66.74 | 71.24 | 66.56 | 60.3 | 47.48 | 34.9 | 34.5 | 6 | [71 empty] | 1043
USA | WV | MARTINSBURG EASTERN WV REG AP | 32.7 | 41.18 | 45.3 | 56.48 | 61.3 | 69.44 | 73.58 | 71.96 | 66.6 | 55.76 | 48.6 | 38.5 | 18 | [71 empty] | 1044
USA | WV | MORGANTOWN HART FIELD | 25.3 | 37.76 | 44.4 | 55.94 | 61.3 | 68.18 | 71.96 | 69.98 | 64.2 | 55.04 | 40.6 | 40.3 | 0 | [71 empty] | 1045
USA | WV | PARKERSBURG WOOD COUNTY AP | 25.2 | 33.44 | 43.7 | 57.56 | 61.7 | 70.52 | 73.4 | 75.2 | 69.6 | 55.4 | 47.7 | 36.3 | 14 | [71 empty] | 1046
USA | WV | WHEELING OHIO COUNTY AP | 38.1 | 31.28 | 35.8 | 53.78 | 56.7 | 70.52 | 70.34 | 69.08 | 62.1 | 55.4 | 39.6 | 28 | 17 | [71 empty] | 1047
USA | WY | CASPER NATRONA CO INTL AP | 21.2 | 24.62 | 34.9 | 44.96 | 49.5 | 63.5 | 71.78 | 68.72 | 60.4 | 47.84 | 34 | 28.4 | 10 | [71 empty] | 1048
USA | WY | CHEYENNE MUNICIPAL ARPT | 26.2 | 26.96 | 34.3 | 42.98 | 49.3 | 61.52 | 69.08 | 65.66 | 58.5 | 45.68 | 33.3 | 31.6 | 11 | [71 empty] | 1049
USA | WY | CODY MUNI (AWOS) | 26.8 | 28.22 | 39 | 46.22 | 51.8 | 60.44 | 71.96 | 70.52 | 57 | 44.42 | 36 | 29.7 | -3 | [71 empty] | 1050
USA | WY | GILLETTE/GILLETTE-C | 23.5 | 33.08 | 29.8 | 48.38 | 54 | 64.4 | 73.4 | 73.76 | 64.9 | 44.6 | 36.5 | 30.4 | -4 | [71 empty] | 1051
USA | WY | JACKSON HOLE | 22.5 | 15.98 | 31.3 | 39.74 | 45.7 | 53.96 | 62.06 | 58.28 | 52.3 | 37.22 | 25.9 | 18.7 | -1 | [71 empty] | 1052
USA | WY | LANDER HUNT FIELD | 19.9 | 24.26 | 36.5 | 43.7 | 52.7 | 66.38 | 72.32 | 66.38 | 62.4 | 43.88 | 31.8 | 26.1 | -5 | [71 empty] | 1053
USA | WY | LARAMIE GENERAL BREES FIELD | 26.2 | 26.42 | 37.4 | 42.44 | 49.3 | 58.46 | 67.46 | 65.3 | 55.6 | 42.44 | 32.7 | 24.4 | 11 | [71 empty] | 1054
USA | WY | RAWLINS MUNICIPAL AP | 28.4 | 27.86 | 37.4 | 42.98 | 52.7 | 61.16 | 71.78 | 67.64 | 54 | 42.26 | 30.7 | 26.4 | 15 | [71 empty] | 1055
USA | WY | RIVERTON MUNICIPL AP | 21.7 | 24.44 | 29.7 | 44.96 | 54.9 | 66.74 | 74.12 | 72.5 | 63.1 | 45.14 | 36.1 | 19.4 | 3 | [71 empty] | 1056
USA | WY | SHERIDAN COUNTY ARPT | 21.4 | 26.06 | 36.7 | 47.12 | 54.5 | 62.06 | 71.96 | 70.16 | 57.9 | 44.6 | 37.6 | 26.2 | 3 | [71 empty] | 1057
USA | WY | WORLAND MUNICIPAL | 19.8 | 24.44 | 37.6 | 46.76 | 54.7 | 64.58 | 71.06 | 74.12 | 61.9 | 46.22 | 32.9 | 19.6 | 4 | [71 empty] | 1058
Canada | YT | WHITEHORSE | 4.5 | 11.3 | 18 | 33.26 | 45.5 | 55.4 | 58.1 | 54.68 | 44.8 | 33.98 | 17.8 | 9.7 | -28 | [71 empty] | 1059
Canada | AB | EDMONTON-STONY P | 12.4 | 15.8 | 23 | 38.84 | 50.7 | 58.64 | 63.68 | 59.9 | 51.4 | 38.66 | 26.8 | 12 | -14.6
USA | AK | HOONAH | 28.2 | 29.3 | 31.5 | 42.08 | 47.5 | 52.88 | 56.84 | 54.68 | 48 | 41 | 30.4 | 28.9 | 2.5
USA | AK | HUSLIA | -10.3 | 12.38 | 18.3 | 28.4 | 44.1 | 54.32 | 55.58 | 49.1 | 38.1 | 30.92 | 7.9 | 8.1 | 0.9
USA | AK | MINCHUMINA | -5.8 | 12.2 | 21.6 | 42.8 | 45.5 | 60.62 | 58.28 | 55.4 | 37.6 | 32.18 | 11.1 | -8 | 12.2
USA | AL | GADSEN MUNI AWOS | 40.3 | 47.3 | 55.2 | 61.16 | 64.8 | 73.58 | 77.36 | 76.46 | 70.7 | 59.9 | 53.4 | 39.7 | -20.9
USA | AL | TROY AIR FIELD | 47.8 | 52.16 | 60.4 | 61.88 | 73.4 | 76.28 | 78.98 | 78.26 | 77 | 68.54 | 54.1 | 45.1 | -1.3
USA | AZ | SHOW LOW MUNI AP | 37.9 | 37.4 | 46.6 | 51.98 | 62.8 | 69.98 | 73.04 | 67.46 | 66.9 | 51.08 | 44.8 | 35.4 | -12.1
Canada | BC | MERRITT | 21.6 | 26.96 | 36.3 | 45.14 | 53.8 | 60.62 | 67.82 | 66.02 | 56.3 | 43.88 | 32.5 | 21.6 | 30.9
USA | CA | CHINA LAKE NAF | 43.9 | 47.12 | 55.2 | 64.4 | 74.5 | 83.66 | 87.08 | 84.02 | 79.2 | 63.5 | 49.5 | 43.2 | 33.4
USA | CA | SANTA ANA-JOHN WAYNE AP | 55.9 | 57.2 | 61.2 | 60.8 | 64.4 | 66.38 | 69.08 | 69.62 | 69.1 | 64.4 | 59.9 | 57.4 | 8.6
USA | CA | SOUTH LAKE TAHOE-LAKE TAHOE AP | 26.4 | 29.12 | 33.4 | 42.44 | 48.4 | 57.56 | 62.24 | 62.06 | 55.9 | 42.98 | 35.6 | 29.1 | -44.7
USA | CA | TWENTYNINE PALMS | 49.6 | 51.44 | 61.3 | 66.74 | 75 | 85.46 | 89.6 | 91.22 | 81.9 | 67.64 | 54.1 | 50.4 | -49.5
USA | HI | LANAI AP | 67.8 | 68.54 | 68 | 70.16 | 71.6 | 72.86 | 73.76 | 72.86 | 73.9 | 72.5 | 70.9 | 68.5 | 21.6
USA | KS | OLATHE-JOHNSON COUNTY INDUSTRIAL AP | 32.9 | 30.56 | 48.2 | 55.4 | 68 | 76.28 | 77.54 | 78.62 | 68.5 | 56.48 | 39.7 | 30.9 | 36
USA | MN | FERGUS FALLS AWOS | 16.9 | 16.7 | 29.1 | 47.12 | 54.9 | 63.14 | 74.12 | 73.58 | 60.4 | 44.96 | 34.5 | 24.6 | 51.3
USA | MN | MARSHALL MUNI-RYAN FIELD AWOS | 16.9 | 28.4 | 25 | 46.04 | 55.4 | 66.74 | 71.6 | 72.5 | 63 | 46.04 | 37 | 21 | 19.2
USA | MN | TWO HARBORS MUNI AP | 12.4 | 11.3 | 33.6 | 42.44 | 52.2 | 61.88 | 64.22 | 64.76 | 53.8 | 37.22 | 29.5 | 19.6 | 43
USA | MS | GREENVILLE MUNI AP | 46.6 | 52.88 | 56.5 | 65.3 | 74.3 | 78.98 | 83.12 | 82.22 | 75 | 65.12 | 50.2 | 47.5 | 65.3
USA | NE | CHADRON MUNI AP | 28 | 29.48 | 37.2 | 46.4 | 55.9 | 67.1 | 76.46 | 74.66 | 58.1 | 49.64 | 37.4 | 25.9 | 15.1
USA | NE | ONEILL-BAKER FIELD | 14.4 | 26.06 | 36.7 | 50 | 54.7 | 65.66 | 76.1 | 71.78 | 64.2 | 50.36 | 26.8 | 14.4 | -2.7
USA | NE | IMPERIAL MUNI AP | 30.6 | 34.7 | 32 | 49.46 | 59 | 70.52 | 77.36 | 73.04 | 64.2 | 51.44 | 38.3 | 31.1 | -4.4
USA | NE | ORD-SHARP FIELD | 24.1 | 23.72 | 39.6 | 50.72 | 63.7 | 71.42 | 75.74 | 69.08 | 61.7 | 51.44 | 34.5 | 30.9 | -0.9
USA | NM | LAS CRUCES INTL AP | 41.7 | 46.58 | 50.7 | 62.24 | 72.3 | 79.7 | 85.28 | 81.14 | 76.8 | 63.5 | 51.1 | 46.6 | 30.6
USA | NM | TUCUMCARI AP | 32.5 | 40.82 | 46.6 | 54.32 | 65.3 | 75.56 | 78.98 | 75.56 | 69.1 | 57.92 | 46 | 38.7 | -4.2
USA | OK | BARTLESVILLE-PHILLIPS FIELD | 34.7 | 39.74 | 46 | 64.58 | 69.8 | 76.1 | 80.06 | 76.82 | 66.9 | 58.28 | 44.8 | 34.9 | 12.2
Canada | ON | BARRIE | 18 | 19.4 | 28.8 | 41.72 | 53.2 | 64.22 | 68.9 | 68.54 | 61.5 | 49.1 | 38.8 | 24.1 | -3.1
Canada | ON | LAKESHORE | 26.4 | 27.86 | 36.3 | 48.74 | 58.8 | 69.26 | 73.22 | 72.32 | 65.5 | 53.06 | 42.8 | 30 | 4.5
Canada | ON | MOOSE FACTORY | -1.3 | 0.5 | 13.1 | 29.3 | 44.4 | 54.86 | 60.98 | 59.9 | 52.9 | 40.82 | 27.9 | 7.2 | 28
Canada | ON | MUSKOKA AP | 16.5 | 18.32 | 27.9 | 42.44 | 53.8 | 64.22 | 67.82 | 66.92 | 59.5 | 46.4 | 36 | 22.8 | 23.4
Canada | QC | BAGOTVILLE AP | 4.8 | 8.96 | 20.8 | 36.5 | 49.8 | 60.62 | 65.12 | 63.32 | 55.2 | 42.44 | 31.1 | 15.1 | 15.8
USA | SC | NORTH MYRTLE BEACH-GRAND STRAND FIELD | 42.3 | 50.72 | 56.8 | 62.96 | 69.1 | 77.18 | 81.32 | 77.36 | 71.1 | 63.68 | 58.3 | 46 | 34.2
USA | TX | DALLAS-LOVE FIELD | 48.4 | 46.4 | 54.9 | 66.02 | 79.5 | 79.7 | 87.26 | 89.96 | 83.5 | 69.44 | 56.7 | 47.7 | 28.2
USA | TX | GREENVILLE MUNICIPAL AP | 41.7 | 51.44 | 50.4 | 62.78 | 75.6 | 80.06 | 82.04 | 80.42 | 75.2 | 65.66 | 57.9 | 44.1 | 29.3
USA | TX | KILLEEN MUNI AWOS | 43.2 | 55.58 | 54.1 | 66.56 | 74.7 | 78.44 | 81.86 | 81.86 | 79 | 67.82 | 61.5 | 49.5 | 25.2
USA | UT | BLANDING MUNI AP | 35.2 | 31.82 | 42.1 | 45.32 | 61.5 | 69.8 | 79.34 | 73.58 | 66 | 50.54 | 37.9 | 32 | 23.7
USA | UT | BRYCE CANYON AP | 18.9 | 20.66 | 27.7 | 41.36 | 52 | 57.02 | 63.14 | 62.6 | 56.1 | 40.28 | 29.8 | 22.3 | 9.3
USA | UT | HANKSVILLE AP | 34.2 | 33.26 | 47.1 | 49.64 | 62.8 | 76.1 | 85.82 | 77.9 | 67.3 | 49.64 | 37.4 | 32.2 | 19
USA | VA | PULASKI-NEW RIVER VALLEY AP | 36 | 36.32 | 39 | 50.36 | 57.9 | 69.62 | 73.04 | 69.26 | 65.7 | 57.74 | 39 | 34.9 | 12.2
USA | WY | EVANSTON-UINTA COUNTY AP-BURNS FIELD | 19.2 | 21.56 | 31.6 | 40.28 | 51.6 | 59.9 | 67.28 | 65.3 | 57 | 42.26 | 30 | 23 | 8.8
USA | WY | GREEN RIVER-GREATER GREEN RIVER INTERGALACTIC SPACEPORT | 23.5 | 25.52 | 32.4 | 41 | 50.4 | 62.96 | 67.82 | 65.66 | 55 | 45.68 | 30.4 | 22.3 | -5.3
USA | MA | 526 Hartford Turnpike, Shrewsbury, MA | 26.24 | 28.4 | 35.96 | 47.48 | 57.56 | 66.2 | 71.78 | 70.52 | 63.32 | 51.62 | 41.72 | 31.82 | 12.02